## lineEfficiency
Source: Assumed
Description: Efficiency of transmission exchange (percentage of delivered electricity to demand) (default: 0.97)
FromNode | ToNode | lineEfficiency
Czech R | Austria | 0.97
Germany | Austria | 0.97
Hungary | Austria | 0.97
Italy | Austria | 0.97
Slovakia | Austria | 0.97
Slovenia | Austria | 0.97
Switzerland | Austria | 0.97
Borssele | Belgium | 0.97
France | Belgium | 0.97
Germany | Belgium | 0.97
Great Brit. | Belgium | 0.97
Hollandsee Kust | Belgium | 0.97
Luxemb. | Belgium | 0.97
Netherlands | Belgium | 0.97
Belgium | Borssele | 0.97
Dogger Bank | Borssele | 0.97
East Anglia | Borssele | 0.97
Firth of Forth | Borssele | 0.97
Helgolander Bucht | Borssele | 0.97
Hollandsee Kust | Borssele | 0.97
Hornsea | Borssele | 0.97
Moray Firth | Borssele | 0.97
Netherlands | Borssele | 0.97
Nordsoen | Borssele | 0.97
Norfolk | Borssele | 0.97
Outer Dowsing | Borssele | 0.97
Sorlige Nordsjo I | Borssele | 0.97
Sorlige Nordsjo II | Borssele | 0.97
Utsira Nord | Borssele | 0.97
Croatia | Bosnia H | 0.97
Italy | Bosnia H | 0.97
Serbia | Bosnia H | 0.97
Greece | Bulgaria | 0.97
Macedonia | Bulgaria | 0.97
Romania | Bulgaria | 0.97
Serbia | Bulgaria | 0.97
Bosnia H | Croatia | 0.97
Hungary | Croatia | 0.97
Italy | Croatia | 0.97
Serbia | Croatia | 0.97
Slovenia | Croatia | 0.97
Austria | Czech R | 0.97
Germany | Czech R | 0.97
Poland | Czech R | 0.97
Slovakia | Czech R | 0.97
Germany | Denmark | 0.97
Great Brit. | Denmark | 0.97
Netherlands | Denmark | 0.97
NO2 | Denmark | 0.97
Nordsoen | Denmark | 0.97
Poland | Denmark | 0.97
Sweden | Denmark | 0.97
Borssele | Dogger Bank | 0.97
East Anglia | Dogger Bank | 0.97
Firth of Forth | Dogger Bank | 0.97
Great Brit. | Dogger Bank | 0.97
Helgolander Bucht | Dogger Bank | 0.97
Hollandsee Kust | Dogger Bank | 0.97
Hornsea | Dogger Bank | 0.97
Moray Firth | Dogger Bank | 0.97
Nordsoen | Dogger Bank | 0.97
Norfolk | Dogger Bank | 0.97
Outer Dowsing | Dogger Bank | 0.97
Sorlige Nordsjo I | Dogger Bank | 0.97
Sorlige Nordsjo II | Dogger Bank | 0.97
Utsira Nord | Dogger Bank | 0.97
Borssele | East Anglia | 0.97
Dogger Bank | East Anglia | 0.97
Firth of Forth | East Anglia | 0.97
Great Brit. | East Anglia | 0.97
Helgolander Bucht | East Anglia | 0.97
Hollandsee Kust | East Anglia | 0.97
Hornsea | East Anglia | 0.97
Moray Firth | East Anglia | 0.97
Nordsoen | East Anglia | 0.97
Norfolk | East Anglia | 0.97
Outer Dowsing | East Anglia | 0.97
Sorlige Nordsjo I | East Anglia | 0.97
Sorlige Nordsjo II | East Anglia | 0.97
Utsira Nord | East Anglia | 0.97
Finland | Estonia | 0.97
Latvia | Estonia | 0.97
Sweden | Estonia | 0.97
Estonia | Finland | 0.97
NO4 | Finland | 0.97
Sweden | Finland | 0.97
Borssele | Firth of Forth | 0.97
Dogger Bank | Firth of Forth | 0.97
East Anglia | Firth of Forth | 0.97
Great Brit. | Firth of Forth | 0.97
Helgolander Bucht | Firth of Forth | 0.97
Hollandsee Kust | Firth of Forth | 0.97
Hornsea | Firth of Forth | 0.97
Moray Firth | Firth of Forth | 0.97
Nordsoen | Firth of Forth | 0.97
Norfolk | Firth of Forth | 0.97
Outer Dowsing | Firth of Forth | 0.97
Sorlige Nordsjo I | Firth of Forth | 0.97
Sorlige Nordsjo II | Firth of Forth | 0.97
Utsira Nord | Firth of Forth | 0.97
Belgium | France | 0.97
Germany | France | 0.97
Great Brit. | France | 0.97
Ireland | France | 0.97
Italy | France | 0.97
Luxemb. | France | 0.97
Spain | France | 0.97
Switzerland | France | 0.97
Austria | Germany | 0.97
Belgium | Germany | 0.97
Czech R | Germany | 0.97
Denmark | Germany | 0.97
France | Germany | 0.97
Helgolander Bucht | Germany | 0.97
Luxemb. | Germany | 0.97
Netherlands | Germany | 0.97
NO2 | Germany | 0.97
Poland | Germany | 0.97
Sweden | Germany | 0.97
Switzerland | Germany | 0.97
Belgium | Great Brit. | 0.97
Denmark | Great Brit. | 0.97
Dogger Bank | Great Brit. | 0.97
East Anglia | Great Brit. | 0.97
Firth of Forth | Great Brit. | 0.97
France | Great Brit. | 0.97
Hornsea | Great Brit. | 0.97
Ireland | Great Brit. | 0.97
Moray Firth | Great Brit. | 0.97
Netherlands | Great Brit. | 0.97
NO2 | Great Brit. | 0.97
NO5 | Great Brit. | 0.97
Norfolk | Great Brit. | 0.97
Outer Dowsing | Great Brit. | 0.97
Bulgaria | Greece | 0.97
Italy | Greece | 0.97
Macedonia | Greece | 0.97
Borssele | Helgolander Bucht | 0.97
Dogger Bank | Helgolander Bucht | 0.97
East Anglia | Helgolander Bucht | 0.97
Firth of Forth | Helgolander Bucht | 0.97
Germany | Helgolander Bucht | 0.97
Hollandsee Kust | Helgolander Bucht | 0.97
Hornsea | Helgolander Bucht | 0.97
Moray Firth | Helgolander Bucht | 0.97
Netherlands | Helgolander Bucht | 0.97
Nordsoen | Helgolander Bucht | 0.97
Norfolk | Helgolander Bucht | 0.97
Outer Dowsing | Helgolander Bucht | 0.97
Sorlige Nordsjo I | Helgolander Bucht | 0.97
Sorlige Nordsjo II | Helgolander Bucht | 0.97
Utsira Nord | Helgolander Bucht | 0.97
Belgium | Hollandsee Kust | 0.97
Borssele | Hollandsee Kust | 0.97
Dogger Bank | Hollandsee Kust | 0.97
East Anglia | Hollandsee Kust | 0.97
Firth of Forth | Hollandsee Kust | 0.97
Helgolander Bucht | Hollandsee Kust | 0.97
Hornsea | Hollandsee Kust | 0.97
Moray Firth | Hollandsee Kust | 0.97
Netherlands | Hollandsee Kust | 0.97
Nordsoen | Hollandsee Kust | 0.97
Norfolk | Hollandsee Kust | 0.97
Outer Dowsing | Hollandsee Kust | 0.97
Sorlige Nordsjo I | Hollandsee Kust | 0.97
Sorlige Nordsjo II | Hollandsee Kust | 0.97
Utsira Nord | Hollandsee Kust | 0.97
Borssele | Hornsea | 0.97
Dogger Bank | Hornsea | 0.97
East Anglia | Hornsea | 0.97
Firth of Forth | Hornsea | 0.97
Great Brit. | Hornsea | 0.97
Helgolander Bucht | Hornsea | 0.97
Hollandsee Kust | Hornsea | 0.97
Moray Firth | Hornsea | 0.97
Nordsoen | Hornsea | 0.97
Norfolk | Hornsea | 0.97
Outer Dowsing | Hornsea | 0.97
Sorlige Nordsjo I | Hornsea | 0.97
Sorlige Nordsjo II | Hornsea | 0.97
Utsira Nord | Hornsea | 0.97
Austria | Hungary | 0.97
Croatia | Hungary | 0.97
Romania | Hungary | 0.97
Serbia | Hungary | 0.97
Slovakia | Hungary | 0.97
Slovenia | Hungary | 0.97
France | Ireland | 0.97
Great Brit. | Ireland | 0.97
Spain | Ireland | 0.97
Austria | Italy | 0.97
Bosnia H | Italy | 0.97
Croatia | Italy | 0.97
France | Italy | 0.97
Greece | Italy | 0.97
Slovenia | Italy | 0.97
Switzerland | Italy | 0.97
Estonia | Latvia | 0.97
Lithuania | Latvia | 0.97
Sweden | Latvia | 0.97
Latvia | Lithuania | 0.97
Poland | Lithuania | 0.97
Sweden | Lithuania | 0.97
Belgium | Luxemb. | 0.97
France | Luxemb. | 0.97
Germany | Luxemb. | 0.97
Bulgaria | Macedonia | 0.97
Greece | Macedonia | 0.97
Serbia | Macedonia | 0.97
Borssele | Moray Firth | 0.97
Dogger Bank | Moray Firth | 0.97
East Anglia | Moray Firth | 0.97
Firth of Forth | Moray Firth | 0.97
Great Brit. | Moray Firth | 0.97
Helgolander Bucht | Moray Firth | 0.97
Hollandsee Kust | Moray Firth | 0.97
Hornsea | Moray Firth | 0.97
Nordsoen | Moray Firth | 0.97
Norfolk | Moray Firth | 0.97
Outer Dowsing | Moray Firth | 0.97
Sorlige Nordsjo I | Moray Firth | 0.97
Sorlige Nordsjo II | Moray Firth | 0.97
Utsira Nord | Moray Firth | 0.97
Belgium | Netherlands | 0.97
Borssele | Netherlands | 0.97
Denmark | Netherlands | 0.97
Germany | Netherlands | 0.97
Great Brit. | Netherlands | 0.97
Helgolander Bucht | Netherlands | 0.97
Hollandsee Kust | Netherlands | 0.97
NO2 | Netherlands | 0.97
NO2 | NO1 | 0.97
NO3 | NO1 | 0.97
NO5 | NO1 | 0.97
Sweden | NO1 | 0.97
Denmark | NO2 | 0.97
Germany | NO2 | 0.97
Great Brit. | NO2 | 0.97
Netherlands | NO2 | 0.97
NO1 | NO2 | 0.97
NO5 | NO2 | 0.97
Sorlige Nordsjo I | NO2 | 0.97
Sorlige Nordsjo II | NO2 | 0.97
Utsira Nord | NO2 | 0.97
NO1 | NO3 | 0.97
NO4 | NO3 | 0.97
NO5 | NO3 | 0.97
Sweden | NO3 | 0.97
Finland | NO4 | 0.97
NO3 | NO4 | 0.97
Sweden | NO4 | 0.97
Great Brit. | NO5 | 0.97
NO1 | NO5 | 0.97
NO2 | NO5 | 0.97
NO3 | NO5 | 0.97
Borssele | Nordsoen | 0.97
Denmark | Nordsoen | 0.97
Dogger Bank | Nordsoen | 0.97
East Anglia | Nordsoen | 0.97
Firth of Forth | Nordsoen | 0.97
Helgolander Bucht | Nordsoen | 0.97
Hollandsee Kust | Nordsoen | 0.97
Hornsea | Nordsoen | 0.97
Moray Firth | Nordsoen | 0.97
Norfolk | Nordsoen | 0.97
Outer Dowsing | Nordsoen | 0.97
Sorlige Nordsjo I | Nordsoen | 0.97
Sorlige Nordsjo II | Nordsoen | 0.97
Utsira Nord | Nordsoen | 0.97
Borssele | Norfolk | 0.97
Dogger Bank | Norfolk | 0.97
East Anglia | Norfolk | 0.97
Firth of Forth | Norfolk | 0.97
Great Brit. | Norfolk | 0.97
Helgolander Bucht | Norfolk | 0.97
Hollandsee Kust | Norfolk | 0.97
Hornsea | Norfolk | 0.97
Moray Firth | Norfolk | 0.97
Nordsoen | Norfolk | 0.97
Outer Dowsing | Norfolk | 0.97
Sorlige Nordsjo I | Norfolk | 0.97
Sorlige Nordsjo II | Norfolk | 0.97
Utsira Nord | Norfolk | 0.97
Borssele | Outer Dowsing | 0.97
Dogger Bank | Outer Dowsing | 0.97
East Anglia | Outer Dowsing | 0.97
Firth of Forth | Outer Dowsing | 0.97
Great Brit. | Outer Dowsing | 0.97
Helgolander Bucht | Outer Dowsing | 0.97
Hollandsee Kust | Outer Dowsing | 0.97
Hornsea | Outer Dowsing | 0.97
Moray Firth | Outer Dowsing | 0.97
Nordsoen | Outer Dowsing | 0.97
Norfolk | Outer Dowsing | 0.97
Sorlige Nordsjo I | Outer Dowsing | 0.97
Sorlige Nordsjo II | Outer Dowsing | 0.97
Utsira Nord | Outer Dowsing | 0.97
Czech R | Poland | 0.97
Denmark | Poland | 0.97
Germany | Poland | 0.97
Lithuania | Poland | 0.97
Slovakia | Poland | 0.97
Sweden | Poland | 0.97
Spain | Portugal | 0.97
Bulgaria | Romania | 0.97
Hungary | Romania | 0.97
Serbia | Romania | 0.97
Bosnia H | Serbia | 0.97
Bulgaria | Serbia | 0.97
Croatia | Serbia | 0.97
Hungary | Serbia | 0.97
Macedonia | Serbia | 0.97
Romania | Serbia | 0.97
Austria | Slovakia | 0.97
Czech R | Slovakia | 0.97
Hungary | Slovakia | 0.97
Poland | Slovakia | 0.97
Austria | Slovenia | 0.97
Croatia | Slovenia | 0.97
Hungary | Slovenia | 0.97
Italy | Slovenia | 0.97
Borssele | Sorlige Nordsjo I | 0.97
Dogger Bank | Sorlige Nordsjo I | 0.97
East Anglia | Sorlige Nordsjo I | 0.97
Firth of Forth | Sorlige Nordsjo I | 0.97
Helgolander Bucht | Sorlige Nordsjo I | 0.97
Hollandsee Kust | Sorlige Nordsjo I | 0.97
Hornsea | Sorlige Nordsjo I | 0.97
Moray Firth | Sorlige Nordsjo I | 0.97
NO2 | Sorlige Nordsjo I | 0.97
Nordsoen | Sorlige Nordsjo I | 0.97
Norfolk | Sorlige Nordsjo I | 0.97
Outer Dowsing | Sorlige Nordsjo I | 0.97
Sorlige Nordsjo II | Sorlige Nordsjo I | 0.97
Utsira Nord | Sorlige Nordsjo I | 0.97
Borssele | Sorlige Nordsjo II | 0.97
Dogger Bank | Sorlige Nordsjo II | 0.97
East Anglia | Sorlige Nordsjo II | 0.97
Firth of Forth | Sorlige Nordsjo II | 0.97
Helgolander Bucht | Sorlige Nordsjo II | 0.97
Hollandsee Kust | Sorlige Nordsjo II | 0.97
Hornsea | Sorlige Nordsjo II | 0.97
Moray Firth | Sorlige Nordsjo II | 0.97
NO2 | Sorlige Nordsjo II | 0.97
Nordsoen | Sorlige Nordsjo II | 0.97
Norfolk | Sorlige Nordsjo II | 0.97
Outer Dowsing | Sorlige Nordsjo II | 0.97
Sorlige Nordsjo I | Sorlige Nordsjo II | 0.97
Utsira Nord | Sorlige Nordsjo II | 0.97
France | Spain | 0.97
Ireland | Spain | 0.97
Portugal | Spain | 0.97
Denmark | Sweden | 0.97
Estonia | Sweden | 0.97
Finland | Sweden | 0.97
Germany | Sweden | 0.97
Latvia | Sweden | 0.97
Lithuania | Sweden | 0.97
NO1 | Sweden | 0.97
NO3 | Sweden | 0.97
NO4 | Sweden | 0.97
Poland | Sweden | 0.97
Austria | Switzerland | 0.97
France | Switzerland | 0.97
Germany | Switzerland | 0.97
Italy | Switzerland | 0.97
Borssele | Utsira Nord | 0.97
Dogger Bank | Utsira Nord | 0.97
East Anglia | Utsira Nord | 0.97
Firth of Forth | Utsira Nord | 0.97
Helgolander Bucht | Utsira Nord | 0.97
Hollandsee Kust | Utsira Nord | 0.97
Hornsea | Utsira Nord | 0.97
Moray Firth | Utsira Nord | 0.97
NO2 | Utsira Nord | 0.97
Nordsoen | Utsira Nord | 0.97
Norfolk | Utsira Nord | 0.97
Outer Dowsing | Utsira Nord | 0.97
Sorlige Nordsjo I | Utsira Nord | 0.97
Sorlige Nordsjo II | Utsira Nord | 0.97

## MaxBuiltCapacity
Source: Assumed
Description: Maximum capacity expansion of a transmission line in given investment period (default: 20 000)
InterconnectorLinks | ToNode | Period | TransmissionMaxBuiltCapacity in MW
CzechR | Austria | 1 | 20000
Germany | Austria | 1 | 20000
Hungary | Austria | 1 | 20000
Italy | Austria | 1 | 20000
Slovakia | Austria | 1 | 20000
Slovenia | Austria | 1 | 20000
Switzerland | Austria | 1 | 20000
Borssele | Belgium | 1 | 20000
France | Belgium | 1 | 20000
Germany | Belgium | 1 | 20000
GreatBrit. | Belgium | 1 | 20000
HollandseeKust | Belgium | 1 | 20000
Luxemb. | Belgium | 1 | 20000
Netherlands | Belgium | 1 | 20000
HelgolanderBucht | Borssele | 1 | 20000
HollandseeKust | Borssele | 1 | 20000
Nordsoen | Borssele | 1 | 20000
SorligeNordsjoI | Borssele | 1 | 20000
SorligeNordsjoII | Borssele | 1 | 20000
UtsiraNord | Borssele | 1 | 20000
Croatia | BosniaH | 1 | 20000
Italy | BosniaH | 1 | 20000
Serbia | BosniaH | 1 | 20000
Greece | Bulgaria | 1 | 20000
Macedonia | Bulgaria | 1 | 20000
Romania | Bulgaria | 1 | 20000
Serbia | Bulgaria | 1 | 20000
Hungary | Croatia | 1 | 20000
Italy | Croatia | 1 | 20000
Serbia | Croatia | 1 | 20000
Slovenia | Croatia | 1 | 20000
Germany | CzechR | 1 | 20000
Poland | CzechR | 1 | 20000
Slovakia | CzechR | 1 | 20000
GreatBrit. | Denmark | 1 | 20000
Netherlands | Denmark | 1 | 20000
NO2 | Denmark | 1 | 20000
Nordsoen | Denmark | 1 | 20000
Poland | Denmark | 1 | 20000
Sweden | Denmark | 1 | 20000
Borssele | DoggerBank | 1 | 20000
EastAnglia | DoggerBank | 1 | 20000
HelgolanderBucht | DoggerBank | 1 | 20000
HollandseeKust | DoggerBank | 1 | 20000
Hornsea | DoggerBank | 1 | 20000
Nordsoen | DoggerBank | 1 | 20000
Norfolk | DoggerBank | 1 | 20000
OuterDowsing | DoggerBank | 1 | 20000
SorligeNordsjoI | DoggerBank | 1 | 20000
SorligeNordsjoII | DoggerBank | 1 | 20000
UtsiraNord | DoggerBank | 1 | 20000
Borssele | EastAnglia | 1 | 20000
HelgolanderBucht | EastAnglia | 1 | 20000
HollandseeKust | EastAnglia | 1 | 20000
Nordsoen | EastAnglia | 1 | 20000
SorligeNordsjoI | EastAnglia | 1 | 20000
SorligeNordsjoII | EastAnglia | 1 | 20000
UtsiraNord | EastAnglia | 1 | 20000
Finland | Estonia | 1 | 20000
Latvia | Estonia | 1 | 20000
Sweden | Estonia | 1 | 20000
NO4 | Finland | 1 | 20000
Sweden | Finland | 1 | 20000
Borssele | FirthofForth | 1 | 20000
DoggerBank | FirthofForth | 1 | 20000
EastAnglia | FirthofForth | 1 | 20000
HelgolanderBucht | FirthofForth | 1 | 20000
HollandseeKust | FirthofForth | 1 | 20000
Hornsea | FirthofForth | 1 | 20000
Nordsoen | FirthofForth | 1 | 20000
Norfolk | FirthofForth | 1 | 20000
OuterDowsing | FirthofForth | 1 | 20000
SorligeNordsjoI | FirthofForth | 1 | 20000
SorligeNordsjoII | FirthofForth | 1 | 20000
UtsiraNord | FirthofForth | 1 | 20000
GreatBrit. | France | 1 | 20000
Ireland | France | 1 | 20000
Italy | France | 1 | 20000
Luxemb. | France | 1 | 20000
Denmark | Germany | 1 | 20000
France | Germany | 1 | 20000
HelgolanderBucht | Germany | 1 | 20000
Luxemb. | Germany | 1 | 20000
Netherlands | Germany | 1 | 20000
NO2 | Germany | 1 | 20000
Poland | Germany | 1 | 20000
Sweden | Germany | 1 | 20000
DoggerBank | GreatBrit. | 1 | 20000
EastAnglia | GreatBrit. | 1 | 20000
FirthofForth | GreatBrit. | 1 | 20000
Hornsea | GreatBrit. | 1 | 20000
Ireland | GreatBrit. | 1 | 20000
MorayFirth | GreatBrit. | 1 | 20000
Netherlands | GreatBrit. | 1 | 20000
NO2 | GreatBrit. | 1 | 20000
NO5 | GreatBrit. | 1 | 20000
Norfolk | GreatBrit. | 1 | 20000
OuterDowsing | GreatBrit. | 1 | 20000
Italy | Greece | 1 | 20000
Macedonia | Greece | 1 | 20000
Nordsoen | HelgolanderBucht | 1 | 20000
SorligeNordsjoI | HelgolanderBucht | 1 | 20000
SorligeNordsjoII | HelgolanderBucht | 1 | 20000
UtsiraNord | HelgolanderBucht | 1 | 20000
HelgolanderBucht | HollandseeKust | 1 | 20000
Nordsoen | HollandseeKust | 1 | 20000
SorligeNordsjoI | HollandseeKust | 1 | 20000
SorligeNordsjoII | HollandseeKust | 1 | 20000
UtsiraNord | HollandseeKust | 1 | 20000
Borssele | Hornsea | 1 | 20000
EastAnglia | Hornsea | 1 | 20000
HelgolanderBucht | Hornsea | 1 | 20000
HollandseeKust | Hornsea | 1 | 20000
Nordsoen | Hornsea | 1 | 20000
Norfolk | Hornsea | 1 | 20000
OuterDowsing | Hornsea | 1 | 20000
SorligeNordsjoI | Hornsea | 1 | 20000
SorligeNordsjoII | Hornsea | 1 | 20000
UtsiraNord | Hornsea | 1 | 20000
Romania | Hungary | 1 | 20000
Serbia | Hungary | 1 | 20000
Slovakia | Hungary | 1 | 20000
Slovenia | Hungary | 1 | 20000
Slovenia | Italy | 1 | 20000
Sweden | Latvia | 1 | 20000
Latvia | Lithuania | 1 | 20000
Poland | Lithuania | 1 | 20000
Sweden | Lithuania | 1 | 20000
Serbia | Macedonia | 1 | 20000
Borssele | MorayFirth | 1 | 20000
DoggerBank | MorayFirth | 1 | 20000
EastAnglia | MorayFirth | 1 | 20000
FirthofForth | MorayFirth | 1 | 20000
HelgolanderBucht | MorayFirth | 1 | 20000
HollandseeKust | MorayFirth | 1 | 20000
Hornsea | MorayFirth | 1 | 20000
Nordsoen | MorayFirth | 1 | 20000
Norfolk | MorayFirth | 1 | 20000
OuterDowsing | MorayFirth | 1 | 20000
SorligeNordsjoI | MorayFirth | 1 | 20000
SorligeNordsjoII | MorayFirth | 1 | 20000
UtsiraNord | MorayFirth | 1 | 20000
Borssele | Netherlands | 1 | 20000
HelgolanderBucht | Netherlands | 1 | 20000
HollandseeKust | Netherlands | 1 | 20000
NO2 | Netherlands | 1 | 20000
NO2 | NO1 | 1 | 20000
NO3 | NO1 | 1 | 20000
NO5 | NO1 | 1 | 20000
Sweden | NO1 | 1 | 20000
NO5 | NO2 | 1 | 20000
SorligeNordsjoI | NO2 | 1 | 20000
SorligeNordsjoII | NO2 | 1 | 20000
UtsiraNord | NO2 | 1 | 20000
NO4 | NO3 | 1 | 20000
NO5 | NO3 | 1 | 20000
Sweden | NO3 | 1 | 20000
Sweden | NO4 | 1 | 20000
SorligeNordsjoI | Nordsoen | 1 | 20000
SorligeNordsjoII | Nordsoen | 1 | 20000
UtsiraNord | Nordsoen | 1 | 20000
Borssele | Norfolk | 1 | 20000
EastAnglia | Norfolk | 1 | 20000
HelgolanderBucht | Norfolk | 1 | 20000
HollandseeKust | Norfolk | 1 | 20000
Nordsoen | Norfolk | 1 | 20000
SorligeNordsjoI | Norfolk | 1 | 20000
SorligeNordsjoII | Norfolk | 1 | 20000
UtsiraNord | Norfolk | 1 | 20000
Borssele | OuterDowsing | 1 | 20000
EastAnglia | OuterDowsing | 1 | 20000
HelgolanderBucht | OuterDowsing | 1 | 20000
HollandseeKust | OuterDowsing | 1 | 20000
Nordsoen | OuterDowsing | 1 | 20000
Norfolk | OuterDowsing | 1 | 20000
SorligeNordsjoI | OuterDowsing | 1 | 20000
SorligeNordsjoII | OuterDowsing | 1 | 20000
UtsiraNord | OuterDowsing | 1 | 20000
Slovakia | Poland | 1 | 20000
Sweden | Poland | 1 | 20000
Serbia | Romania | 1 | 20000
SorligeNordsjoII | SorligeNordsjoI | 1 | 20000
France | Spain | 1 | 20000
Ireland | Spain | 1 | 20000
Portugal | Spain | 1 | 20000
France | Switzerland | 1 | 20000
Germany | Switzerland | 1 | 20000
Italy | Switzerland | 1 | 20000
SorligeNordsjoI | UtsiraNord | 1 | 20000
SorligeNordsjoII | UtsiraNord | 1 | 20000

## Length
Source: Distances defined by map
Description:Assumed length of transmission line between two nodes (default:0) |  |  | Capital to capital
FromNode | ToNode | Length in km | Offshore wind park
CzechR | Austria | 251
Germany | Austria | 525
Hungary | Austria | 213
Italy | Austria | 765
Slovakia | Austria | 55
Slovenia | Austria | 278
Switzerland | Austria | 685
Borssele | Belgium | 67
France | Belgium | 265
Germany | Belgium | 651
GreatBrit. | Belgium | 90
HollandseeKust | Belgium | 72
Luxemb. | Belgium | 186
Netherlands | Belgium | 175
HelgolanderBucht | Borssele | 390
HollandseeKust | Borssele | 78
Nordsoen | Borssele | 542
SorligeNordsjoI | Borssele | 610
SorligeNordsjoII | Borssele | 544
UtsiraNord | Borssele | 820
Croatia | BosniaH | 292
Italy | BosniaH | 170
Serbia | BosniaH | 193
Greece | Bulgaria | 525
Macedonia | Bulgaria | 173
Romania | Bulgaria | 295
Serbia | Bulgaria | 328
Hungary | Croatia | 299
Italy | Croatia | 130
Serbia | Croatia | 368
Slovenia | Croatia | 117
Germany | CzechR | 280
Poland | CzechR | 517
Slovakia | CzechR | 288
GreatBrit. | Denmark | 570
Netherlands | Denmark | 230
NO2 | Denmark | 120
Nordsoen | Denmark | 83
Poland | Denmark | 230
Sweden | Denmark | 90
Borssele | DoggerBank | 326
EastAnglia | DoggerBank | 331
HelgolanderBucht | DoggerBank | 319
HollandseeKust | DoggerBank | 285
Hornsea | DoggerBank | 118
Nordsoen | DoggerBank | 337
Norfolk | DoggerBank | 230
OuterDowsing | DoggerBank | 194
SorligeNordsjoI | DoggerBank | 302
SorligeNordsjoII | DoggerBank | 270
UtsiraNord | DoggerBank | 515
Borssele | EastAnglia | 88
HelgolanderBucht | EastAnglia | 446
HollandseeKust | EastAnglia | 158
Nordsoen | EastAnglia | 593
SorligeNordsjoI | EastAnglia | 629
SorligeNordsjoII | EastAnglia | 576
UtsiraNord | EastAnglia | 840
Finland | Estonia | 60
Latvia | Estonia | 280
Sweden | Estonia | 310
NO4 | Finland | 1091
Sweden | Finland | 200
Borssele | FirthofForth | 600
DoggerBank | FirthofForth | 326
EastAnglia | FirthofForth | 583
HelgolanderBucht | FirthofForth | 624
HollandseeKust | FirthofForth | 583
Hornsea | FirthofForth | 375
Nordsoen | FirthofForth | 561
Norfolk | FirthofForth | 484
OuterDowsing | FirthofForth | 391
SorligeNordsjoI | FirthofForth | 363
SorligeNordsjoII | FirthofForth | 432
UtsiraNord | FirthofForth | 507
GreatBrit. | France | 38
Ireland | France | 470
Italy | France | 1107
Luxemb. | France | 288
Denmark | Germany | 357
France | Germany | 878
HelgolanderBucht | Germany | 90
Luxemb. | Germany | 602
Netherlands | Germany | 577
NO2 | Germany | 480
Poland | Germany | 518
Sweden | Germany | 120
DoggerBank | GreatBrit. | 195
EastAnglia | GreatBrit. | 46
FirthofForth | GreatBrit. | 59
Hornsea | GreatBrit. | 134
Ireland | GreatBrit. | 107
MorayFirth | GreatBrit. | 69
Netherlands | GreatBrit. | 160
NO2 | GreatBrit. | 460
NO5 | GreatBrit. | 500
Norfolk | GreatBrit. | 47
OuterDowsing | GreatBrit. | 55
Italy | Greece | 170
Macedonia | Greece | 487
Nordsoen | HelgolanderBucht | 217
SorligeNordsjoI | HelgolanderBucht | 411
SorligeNordsjoII | HelgolanderBucht | 303
UtsiraNord | HelgolanderBucht | 573
HelgolanderBucht | HollandseeKust | 294
Nordsoen | HollandseeKust | 467
SorligeNordsjoI | HollandseeKust | 556
SorligeNordsjoII | HollandseeKust | 481
UtsiraNord | HollandseeKust | 759
Borssele | Hornsea | 229
EastAnglia | Hornsea | 213
HelgolanderBucht | Hornsea | 353
HollandseeKust | Hornsea | 210
Nordsoen | Hornsea | 432
Norfolk | Hornsea | 124
OuterDowsing | Hornsea | 82
SorligeNordsjoI | Hornsea | 420
SorligeNordsjoII | Hornsea | 379
UtsiraNord | Hornsea | 630
Romania | Hungary | 645
Serbia | Hungary | 449
Slovakia | Hungary | 162
Slovenia | Hungary | 381
Slovenia | Italy | 490
Sweden | Latvia | 300
Latvia | Lithuania | 262
Poland | Lithuania | 393
Sweden | Lithuania | 330
Serbia | Macedonia | 323
Borssele | MorayFirth | 805
DoggerBank | MorayFirth | 497
EastAnglia | MorayFirth | 784
FirthofForth | MorayFirth | 270
HelgolanderBucht | MorayFirth | 760
HollandseeKust | MorayFirth | 777
Hornsea | MorayFirth | 585
Nordsoen | MorayFirth | 636
Norfolk | MorayFirth | 700
OuterDowsing | MorayFirth | 605
SorligeNordsjoI | MorayFirth | 400
SorligeNordsjoII | MorayFirth | 500
UtsiraNord | MorayFirth | 452
Borssele | Netherlands | 80
HelgolanderBucht | Netherlands | 127
HollandseeKust | Netherlands | 51
NO2 | Netherlands | 520
NO2 | NO1 | 295
NO3 | NO1 | 392
NO5 | NO1 | 305
Sweden | NO1 | 416
NO5 | NO2 | 245
SorligeNordsjoI | NO2 | 180
SorligeNordsjoII | NO2 | 194
UtsiraNord | NO2 | 45
NO4 | NO3 | 788
NO5 | NO3 | 430
Sweden | NO3 | 613
Sweden | NO4 | 1149
SorligeNordsjoI | Nordsoen | 243
SorligeNordsjoII | Nordsoen | 136
UtsiraNord | Nordsoen | 364
Borssele | Norfolk | 116
EastAnglia | Norfolk | 100
HelgolanderBucht | Norfolk | 372
HollandseeKust | Norfolk | 129
Nordsoen | Norfolk | 500
SorligeNordsjoI | Norfolk | 528
SorligeNordsjoII | Norfolk | 475
UtsiraNord | Norfolk | 738
Borssele | OuterDowsing | 215
EastAnglia | OuterDowsing | 182
HelgolanderBucht | OuterDowsing | 426
HollandseeKust | OuterDowsing | 230
Nordsoen | OuterDowsing | 515
Norfolk | OuterDowsing | 102
SorligeNordsjoI | OuterDowsing | 492
SorligeNordsjoII | OuterDowsing | 460
UtsiraNord | OuterDowsing | 702
Slovakia | Poland | 533
Sweden | Poland | 170
Serbia | Romania | 449
SorligeNordsjoII | SorligeNordsjoI | 113
France | Spain | 1054
Ireland | Spain | 910
Portugal | Spain | 503
France | Switzerland | 436
Germany | Switzerland | 752
Italy | Switzerland | 686
SorligeNordsjoI | UtsiraNord | 210
SorligeNordsjoII | UtsiraNord | 284

## TypeCapitalCost
Source: See legend to the left |  |  | HVAC overhead lines | HVDC cables
Description: The cost per MWkm of investing in a transmission types (default: 0) |  |  | 80 km | 130 km
Type | Period | TypeCapitalCost in euro per MWkm | 50 k€/MW | cables:220 k€/MW converters:140 k€/MW
HVAC_OverheadLine | 1 | 661.6094 | 15% CAPEX una tantum | -
HVAC_OverheadLine | 2 | 661.6094 | 5% CAPEX yearly | 5% CAPEX yearly
HVAC_OverheadLine | 3 | 604.4688 | 7322 €/MW | 48190 €/MW
HVAC_OverheadLine | 4 | 604.4688
HVAC_OverheadLine | 5 | 604.4688
HVAC_OverheadLine | 6 | 604.4688
HVAC_OverheadLine | 7 | 604.4688
HVAC_OverheadLine | 8 | 604.4688
HVDC_Cable | 1 | 2769.2308
HVDC_Cable | 2 | 2769.2308
HVDC_Cable | 3 | 2160
HVDC_Cable | 4 | 2160
HVDC_Cable | 5 | 1550.7692
HVDC_Cable | 6 | 1550.7692
HVDC_Cable | 7 | 1550.7692
HVDC_Cable | 8 | 1550.7692

## TypeFixedOMCost
Source: Assumed 5 % of capital cost (see TypeCapitalCost)
Description: Fixed annual investment cost for operation and maintenance of transmission line types (default: 0)
Type | Period | TypeFixedOMCost in euro per MW
HVAC_OverheadLine | 1 | 33.0805
HVAC_OverheadLine | 2 | 33.0805
HVAC_OverheadLine | 3 | 30.2234
HVAC_OverheadLine | 4 | 30.2234
HVAC_OverheadLine | 5 | 30.2234
HVAC_OverheadLine | 6 | 30.2234
HVAC_OverheadLine | 7 | 30.2234
HVAC_OverheadLine | 8 | 30.2234
HVDC_Cable | 1 | 138.4615
HVDC_Cable | 2 | 138.4615
HVDC_Cable | 3 | 108
HVDC_Cable | 4 | 108
HVDC_Cable | 5 | 77.5385
HVDC_Cable | 6 | 77.5385
HVDC_Cable | 7 | 77.5385
HVDC_Cable | 8 | 77.5385

## InitialCapacity
Source: SUSPLAN, ENTSO-E ¦¦ Net transfer capacities (NTC) from ENTSOE
Description: Initial (free) transmission capacity between nodes in investment period (default: 0)
InterconnectorLinks | ToNode | Period | TransmissionInitialCapacity
Czech R | Austria | 1 | 900
Czech R | Austria | 2 | 900
Czech R | Austria | 3 | 900
Czech R | Austria | 4 | 900
Czech R | Austria | 5 | 900
Czech R | Austria | 6 | 900
Czech R | Austria | 7 | 900
Czech R | Austria | 8 | 900
Germany | Austria | 1 | 5000
Germany | Austria | 2 | 5000
Germany | Austria | 3 | 5000
Germany | Austria | 4 | 5000
Germany | Austria | 5 | 5000
Germany | Austria | 6 | 5000
Germany | Austria | 7 | 5000
Germany | Austria | 8 | 5000
Hungary | Austria | 1 | 800
Hungary | Austria | 2 | 800
Hungary | Austria | 3 | 800
Hungary | Austria | 4 | 800
Hungary | Austria | 5 | 800
Hungary | Austria | 6 | 800
Hungary | Austria | 7 | 800
Hungary | Austria | 8 | 800
Italy | Austria | 1 | 405
Italy | Austria | 2 | 405
Italy | Austria | 3 | 405
Italy | Austria | 4 | 405
Italy | Austria | 5 | 405
Italy | Austria | 6 | 405
Italy | Austria | 7 | 405
Italy | Austria | 8 | 405
Slovakia | Austria | 1 | 0
Slovakia | Austria | 2 | 0
Slovakia | Austria | 3 | 0
Slovakia | Austria | 4 | 0
Slovakia | Austria | 5 | 0
Slovakia | Austria | 6 | 0
Slovakia | Austria | 7 | 0
Slovakia | Austria | 8 | 0
Slovenia | Austria | 1 | 950
Slovenia | Austria | 2 | 950
Slovenia | Austria | 3 | 950
Slovenia | Austria | 4 | 950
Slovenia | Austria | 5 | 950
Slovenia | Austria | 6 | 950
Slovenia | Austria | 7 | 950
Slovenia | Austria | 8 | 950
Switzerland | Austria | 1 | 1200
Switzerland | Austria | 2 | 1200
Switzerland | Austria | 3 | 1200
Switzerland | Austria | 4 | 1200
Switzerland | Austria | 5 | 1200
Switzerland | Austria | 6 | 1200
Switzerland | Austria | 7 | 1200
Switzerland | Austria | 8 | 1200
Borssele | Belgium | 1 | 2255.8
Borssele | Belgium | 2 | 2255.8
Borssele | Belgium | 3 | 2255.8
Borssele | Belgium | 4 | 2255.8
Borssele | Belgium | 5 | 2255.8
Borssele | Belgium | 6 | 2255.8
Borssele | Belgium | 7 | 2255.8
Borssele | Belgium | 8 | 2255.8
France | Belgium | 1 | 3300
France | Belgium | 2 | 3300
France | Belgium | 3 | 3300
France | Belgium | 4 | 3300
France | Belgium | 5 | 3300
France | Belgium | 6 | 3300
France | Belgium | 7 | 3300
France | Belgium | 8 | 3300
Germany | Belgium | 1 | 1000
Germany | Belgium | 2 | 1000
Germany | Belgium | 3 | 1000
Germany | Belgium | 4 | 1000
Germany | Belgium | 5 | 1000
Germany | Belgium | 6 | 1000
Germany | Belgium | 7 | 1000
Germany | Belgium | 8 | 1000
Great Brit. | Belgium | 1 | 1000
Great Brit. | Belgium | 2 | 1000
Great Brit. | Belgium | 3 | 1000
Great Brit. | Belgium | 4 | 1000
Great Brit. | Belgium | 5 | 1000
Great Brit. | Belgium | 6 | 1000
Great Brit. | Belgium | 7 | 1000
Great Brit. | Belgium | 8 | 1000
Luxemb. | Belgium | 1 | 680
Luxemb. | Belgium | 2 | 680
Luxemb. | Belgium | 3 | 680
Luxemb. | Belgium | 4 | 680
Luxemb. | Belgium | 5 | 680
Luxemb. | Belgium | 6 | 680
Luxemb. | Belgium | 7 | 680
Luxemb. | Belgium | 8 | 680
Netherlands | Belgium | 1 | 2400
Netherlands | Belgium | 2 | 2400
Netherlands | Belgium | 3 | 2400
Netherlands | Belgium | 4 | 2400
Netherlands | Belgium | 5 | 2400
Netherlands | Belgium | 6 | 2400
Netherlands | Belgium | 7 | 2400
Netherlands | Belgium | 8 | 2400
Croatia | Bosnia H | 1 | 750
Croatia | Bosnia H | 2 | 750
Croatia | Bosnia H | 3 | 750
Croatia | Bosnia H | 4 | 750
Croatia | Bosnia H | 5 | 750
Croatia | Bosnia H | 6 | 750
Croatia | Bosnia H | 7 | 750
Croatia | Bosnia H | 8 | 750
Italy | Bosnia H | 1 | 0
Italy | Bosnia H | 2 | 0
Italy | Bosnia H | 3 | 0
Italy | Bosnia H | 4 | 0
Italy | Bosnia H | 5 | 0
Italy | Bosnia H | 6 | 0
Italy | Bosnia H | 7 | 0
Italy | Bosnia H | 8 | 0
Serbia | Bosnia H | 1 | 600
Serbia | Bosnia H | 2 | 600
Serbia | Bosnia H | 3 | 600
Serbia | Bosnia H | 4 | 600
Serbia | Bosnia H | 5 | 600
Serbia | Bosnia H | 6 | 600
Serbia | Bosnia H | 7 | 600
Serbia | Bosnia H | 8 | 600
Greece | Bulgaria | 1 | 600
Greece | Bulgaria | 2 | 600
Greece | Bulgaria | 3 | 600
Greece | Bulgaria | 4 | 600
Greece | Bulgaria | 5 | 600
Greece | Bulgaria | 6 | 600
Greece | Bulgaria | 7 | 600
Greece | Bulgaria | 8 | 600
Macedonia | Bulgaria | 1 | 400
Macedonia | Bulgaria | 2 | 400
Macedonia | Bulgaria | 3 | 400
Macedonia | Bulgaria | 4 | 400
Macedonia | Bulgaria | 5 | 400
Macedonia | Bulgaria | 6 | 400
Macedonia | Bulgaria | 7 | 400
Macedonia | Bulgaria | 8 | 400
Romania | Bulgaria | 1 | 300
Romania | Bulgaria | 2 | 300
Romania | Bulgaria | 3 | 300
Romania | Bulgaria | 4 | 300
Romania | Bulgaria | 5 | 300
Romania | Bulgaria | 6 | 300
Romania | Bulgaria | 7 | 300
Romania | Bulgaria | 8 | 300
Serbia | Bulgaria | 1 | 500
Serbia | Bulgaria | 2 | 500
Serbia | Bulgaria | 3 | 500
Serbia | Bulgaria | 4 | 500
Serbia | Bulgaria | 5 | 500
Serbia | Bulgaria | 6 | 500
Serbia | Bulgaria | 7 | 500
Serbia | Bulgaria | 8 | 500
Hungary | Croatia | 1 | 2000
Hungary | Croatia | 2 | 2000
Hungary | Croatia | 3 | 2000
Hungary | Croatia | 4 | 2000
Hungary | Croatia | 5 | 2000
Hungary | Croatia | 6 | 2000
Hungary | Croatia | 7 | 2000
Hungary | Croatia | 8 | 2000
Italy | Croatia | 1 | 0
Italy | Croatia | 2 | 0
Italy | Croatia | 3 | 0
Italy | Croatia | 4 | 0
Italy | Croatia | 5 | 0
Italy | Croatia | 6 | 0
Italy | Croatia | 7 | 0
Italy | Croatia | 8 | 0
Serbia | Croatia | 1 | 600
Serbia | Croatia | 2 | 600
Serbia | Croatia | 3 | 600
Serbia | Croatia | 4 | 600
Serbia | Croatia | 5 | 600
Serbia | Croatia | 6 | 600
Serbia | Croatia | 7 | 600
Serbia | Croatia | 8 | 600
Slovenia | Croatia | 1 | 1500
Slovenia | Croatia | 2 | 1500
Slovenia | Croatia | 3 | 1500
Slovenia | Croatia | 4 | 1500
Slovenia | Croatia | 5 | 1500
Slovenia | Croatia | 6 | 1500
Slovenia | Croatia | 7 | 1500
Slovenia | Croatia | 8 | 1500
Germany | Czech R | 1 | 2100
Germany | Czech R | 2 | 2100
Germany | Czech R | 3 | 2100
Germany | Czech R | 4 | 2100
Germany | Czech R | 5 | 2100
Germany | Czech R | 6 | 2100
Germany | Czech R | 7 | 2100
Germany | Czech R | 8 | 2100
Poland | Czech R | 1 | 800
Poland | Czech R | 2 | 800
Poland | Czech R | 3 | 800
Poland | Czech R | 4 | 800
Poland | Czech R | 5 | 800
Poland | Czech R | 6 | 800
Poland | Czech R | 7 | 800
Poland | Czech R | 8 | 800
Slovakia | Czech R | 1 | 1800
Slovakia | Czech R | 2 | 1800
Slovakia | Czech R | 3 | 1800
Slovakia | Czech R | 4 | 1800
Slovakia | Czech R | 5 | 1800
Slovakia | Czech R | 6 | 1800
Slovakia | Czech R | 7 | 1800
Slovakia | Czech R | 8 | 1800
Great Brit. | Denmark | 1 | 1400
Great Brit. | Denmark | 2 | 1400
Great Brit. | Denmark | 3 | 1400
Great Brit. | Denmark | 4 | 1400
Great Brit. | Denmark | 5 | 1400
Great Brit. | Denmark | 6 | 1400
Great Brit. | Denmark | 7 | 1400
Great Brit. | Denmark | 8 | 1400
Netherlands | Denmark | 1 | 700
Netherlands | Denmark | 2 | 700
Netherlands | Denmark | 3 | 700
Netherlands | Denmark | 4 | 700
Netherlands | Denmark | 5 | 700
Netherlands | Denmark | 6 | 700
Netherlands | Denmark | 7 | 700
Netherlands | Denmark | 8 | 700
NO2 | Denmark | 1 | 1632
NO2 | Denmark | 2 | 1632
NO2 | Denmark | 3 | 1632
NO2 | Denmark | 4 | 1632
NO2 | Denmark | 5 | 1632
NO2 | Denmark | 6 | 1632
NO2 | Denmark | 7 | 1632
NO2 | Denmark | 8 | 1632
Nordsoen | Denmark | 1 | 1120
Nordsoen | Denmark | 2 | 1120
Nordsoen | Denmark | 3 | 1120
Nordsoen | Denmark | 4 | 1120
Nordsoen | Denmark | 5 | 1120
Nordsoen | Denmark | 6 | 1120
Nordsoen | Denmark | 7 | 1120
Nordsoen | Denmark | 8 | 1120
Poland | Denmark | 1 | 0
Poland | Denmark | 2 | 0
Poland | Denmark | 3 | 0
Poland | Denmark | 4 | 0
Poland | Denmark | 5 | 0
Poland | Denmark | 6 | 0
Poland | Denmark | 7 | 0
Poland | Denmark | 8 | 0
Sweden | Denmark | 1 | 2716
Sweden | Denmark | 2 | 2716
Sweden | Denmark | 3 | 2716
Sweden | Denmark | 4 | 2716
Sweden | Denmark | 5 | 2716
Sweden | Denmark | 6 | 2716
Sweden | Denmark | 7 | 2716
Sweden | Denmark | 8 | 2716
Finland | Estonia | 1 | 1016
Finland | Estonia | 2 | 1016
Finland | Estonia | 3 | 1016
Finland | Estonia | 4 | 1016
Finland | Estonia | 5 | 1016
Finland | Estonia | 6 | 1016
Finland | Estonia | 7 | 1016
Finland | Estonia | 8 | 1016
Latvia | Estonia | 1 | 900
Latvia | Estonia | 2 | 900
Latvia | Estonia | 3 | 900
Latvia | Estonia | 4 | 900
Latvia | Estonia | 5 | 900
Latvia | Estonia | 6 | 900
Latvia | Estonia | 7 | 900
Latvia | Estonia | 8 | 900
Sweden | Estonia | 1 | 0
Sweden | Estonia | 2 | 0
Sweden | Estonia | 3 | 0
Sweden | Estonia | 4 | 0
Sweden | Estonia | 5 | 0
Sweden | Estonia | 6 | 0
Sweden | Estonia | 7 | 0
Sweden | Estonia | 8 | 0
NO4 | Finland | 1 | 0
NO4 | Finland | 2 | 0
NO4 | Finland | 3 | 0
NO4 | Finland | 4 | 0
NO4 | Finland | 5 | 0
NO4 | Finland | 6 | 0
NO4 | Finland | 7 | 0
NO4 | Finland | 8 | 0
Sweden | Finland | 1 | 2300
Sweden | Finland | 2 | 2300
Sweden | Finland | 3 | 2300
Sweden | Finland | 4 | 2300
Sweden | Finland | 5 | 2300
Sweden | Finland | 6 | 2300
Sweden | Finland | 7 | 2300
Sweden | Finland | 8 | 2300
Great Brit. | France | 1 | 2000
Great Brit. | France | 2 | 2000
Great Brit. | France | 3 | 2000
Great Brit. | France | 4 | 2000
Great Brit. | France | 5 | 2000
Great Brit. | France | 6 | 2000
Great Brit. | France | 7 | 2000
Great Brit. | France | 8 | 2000
Ireland | France | 1 | 0
Ireland | France | 2 | 0
Ireland | France | 3 | 0
Ireland | France | 4 | 0
Ireland | France | 5 | 0
Ireland | France | 6 | 0
Ireland | France | 7 | 0
Ireland | France | 8 | 0
Italy | France | 1 | 4350
Italy | France | 2 | 4350
Italy | France | 3 | 4350
Italy | France | 4 | 4350
Italy | France | 5 | 4350
Italy | France | 6 | 4350
Italy | France | 7 | 4350
Italy | France | 8 | 4350
Luxemb. | France | 1 | 380
Luxemb. | France | 2 | 380
Luxemb. | France | 3 | 380
Luxemb. | France | 4 | 380
Luxemb. | France | 5 | 380
Luxemb. | France | 6 | 380
Luxemb. | France | 7 | 380
Luxemb. | France | 8 | 380
Denmark | Germany | 1 | 2765
Denmark | Germany | 2 | 2765
Denmark | Germany | 3 | 2765
Denmark | Germany | 4 | 2765
Denmark | Germany | 5 | 2765
Denmark | Germany | 6 | 2765
Denmark | Germany | 7 | 2765
Denmark | Germany | 8 | 2765
France | Germany | 1 | 2300
France | Germany | 2 | 2300
France | Germany | 3 | 2300
France | Germany | 4 | 2300
France | Germany | 5 | 2300
France | Germany | 6 | 2300
France | Germany | 7 | 2300
France | Germany | 8 | 2300
Helgolander Bucht | Germany | 1 | 6566
Helgolander Bucht | Germany | 2 | 6566
Helgolander Bucht | Germany | 3 | 6566
Helgolander Bucht | Germany | 4 | 6566
Helgolander Bucht | Germany | 5 | 6566
Helgolander Bucht | Germany | 6 | 6566
Helgolander Bucht | Germany | 7 | 6566
Helgolander Bucht | Germany | 8 | 6566
Luxemb. | Germany | 1 | 2300
Luxemb. | Germany | 2 | 2300
Luxemb. | Germany | 3 | 2300
Luxemb. | Germany | 4 | 2300
Luxemb. | Germany | 5 | 2300
Luxemb. | Germany | 6 | 2300
Luxemb. | Germany | 7 | 2300
Luxemb. | Germany | 8 | 2300
Netherlands | Germany | 1 | 4250
Netherlands | Germany | 2 | 4250
Netherlands | Germany | 3 | 4250
Netherlands | Germany | 4 | 4250
Netherlands | Germany | 5 | 4250
Netherlands | Germany | 6 | 4250
Netherlands | Germany | 7 | 4250
Netherlands | Germany | 8 | 4250
NO2 | Germany | 1 | 1400
NO2 | Germany | 2 | 1400
NO2 | Germany | 3 | 1400
NO2 | Germany | 4 | 1400
NO2 | Germany | 5 | 1400
NO2 | Germany | 6 | 1400
NO2 | Germany | 7 | 1400
NO2 | Germany | 8 | 1400
Poland | Germany | 1 | 3500
Poland | Germany | 2 | 3500
Poland | Germany | 3 | 3500
Poland | Germany | 4 | 3500
Poland | Germany | 5 | 3500
Poland | Germany | 6 | 3500
Poland | Germany | 7 | 3500
Poland | Germany | 8 | 3500
Sweden | Germany | 1 | 615
Sweden | Germany | 2 | 615
Sweden | Germany | 3 | 615
Sweden | Germany | 4 | 615
Sweden | Germany | 5 | 615
Sweden | Germany | 6 | 615
Sweden | Germany | 7 | 615
Sweden | Germany | 8 | 615
Dogger Bank | Great Brit. | 1 | 0
Dogger Bank | Great Brit. | 2 | 0
Dogger Bank | Great Brit. | 3 | 0
Dogger Bank | Great Brit. | 4 | 0
Dogger Bank | Great Brit. | 5 | 0
Dogger Bank | Great Brit. | 6 | 0
Dogger Bank | Great Brit. | 7 | 0
Dogger Bank | Great Brit. | 8 | 0
East Anglia | Great Brit. | 1 | 2812.3
East Anglia | Great Brit. | 2 | 2812.3
East Anglia | Great Brit. | 3 | 2812.3
East Anglia | Great Brit. | 4 | 2812.3
East Anglia | Great Brit. | 5 | 2812.3
East Anglia | Great Brit. | 6 | 2812.3
East Anglia | Great Brit. | 7 | 2812.3
East Anglia | Great Brit. | 8 | 2812.3
Firth of Forth | Great Brit. | 1 | 123.2
Firth of Forth | Great Brit. | 2 | 123.2
Firth of Forth | Great Brit. | 3 | 123.2
Firth of Forth | Great Brit. | 4 | 123.2
Firth of Forth | Great Brit. | 5 | 123.2
Firth of Forth | Great Brit. | 6 | 123.2
Firth of Forth | Great Brit. | 7 | 123.2
Firth of Forth | Great Brit. | 8 | 123.2
Hornsea | Great Brit. | 1 | 1218
Hornsea | Great Brit. | 2 | 1218
Hornsea | Great Brit. | 3 | 1218
Hornsea | Great Brit. | 4 | 1218
Hornsea | Great Brit. | 5 | 1218
Hornsea | Great Brit. | 6 | 1218
Hornsea | Great Brit. | 7 | 1218
Hornsea | Great Brit. | 8 | 1218
Ireland | Great Brit. | 1 | 500
Ireland | Great Brit. | 2 | 500
Ireland | Great Brit. | 3 | 500
Ireland | Great Brit. | 4 | 500
Ireland | Great Brit. | 5 | 500
Ireland | Great Brit. | 6 | 500
Ireland | Great Brit. | 7 | 500
Ireland | Great Brit. | 8 | 500
Moray Firth | Great Brit. | 1 | 588
Moray Firth | Great Brit. | 2 | 588
Moray Firth | Great Brit. | 3 | 588
Moray Firth | Great Brit. | 4 | 588
Moray Firth | Great Brit. | 5 | 588
Moray Firth | Great Brit. | 6 | 588
Moray Firth | Great Brit. | 7 | 588
Moray Firth | Great Brit. | 8 | 588
Netherlands | Great Brit. | 1 | 1000
Netherlands | Great Brit. | 2 | 1000
Netherlands | Great Brit. | 3 | 1000
Netherlands | Great Brit. | 4 | 1000
Netherlands | Great Brit. | 5 | 1000
Netherlands | Great Brit. | 6 | 1000
Netherlands | Great Brit. | 7 | 1000
Netherlands | Great Brit. | 8 | 1000
NO2 | Great Brit. | 1 | 0
NO2 | Great Brit. | 2 | 0
NO2 | Great Brit. | 3 | 0
NO2 | Great Brit. | 4 | 0
NO2 | Great Brit. | 5 | 0
NO2 | Great Brit. | 6 | 0
NO2 | Great Brit. | 7 | 0
NO2 | Great Brit. | 8 | 0
NO5 | Great Brit. | 1 | 0
NO5 | Great Brit. | 2 | 0
NO5 | Great Brit. | 3 | 0
NO5 | Great Brit. | 4 | 0
NO5 | Great Brit. | 5 | 0
NO5 | Great Brit. | 6 | 0
NO5 | Great Brit. | 7 | 0
NO5 | Great Brit. | 8 | 0
NO5 | Great Brit. | 1 | 0
NO5 | Great Brit. | 2 | 0
NO5 | Great Brit. | 3 | 0
NO5 | Great Brit. | 4 | 0
NO5 | Great Brit. | 5 | 0
NO5 | Great Brit. | 6 | 0
NO5 | Great Brit. | 7 | 0
NO5 | Great Brit. | 8 | 0
Norfolk | Great Brit. | 1 | 60
Norfolk | Great Brit. | 2 | 60
Norfolk | Great Brit. | 3 | 60
Norfolk | Great Brit. | 4 | 60
Norfolk | Great Brit. | 5 | 60
Norfolk | Great Brit. | 6 | 60
Norfolk | Great Brit. | 7 | 60
Norfolk | Great Brit. | 8 | 60
Outer Dowsing | Great Brit. | 1 | 2185.5
Outer Dowsing | Great Brit. | 2 | 2185.5
Outer Dowsing | Great Brit. | 3 | 2185.5
Outer Dowsing | Great Brit. | 4 | 2185.5
Outer Dowsing | Great Brit. | 5 | 2185.5
Outer Dowsing | Great Brit. | 6 | 2185.5
Outer Dowsing | Great Brit. | 7 | 2185.5
Outer Dowsing | Great Brit. | 8 | 2185.5
Italy | Greece | 1 | 500
Italy | Greece | 2 | 500
Italy | Greece | 3 | 500
Italy | Greece | 4 | 500
Italy | Greece | 5 | 500
Italy | Greece | 6 | 500
Italy | Greece | 7 | 500
Italy | Greece | 8 | 500
Macedonia | Greece | 1 | 1100
Macedonia | Greece | 2 | 1100
Macedonia | Greece | 3 | 1100
Macedonia | Greece | 4 | 1100
Macedonia | Greece | 5 | 1100
Macedonia | Greece | 6 | 1100
Macedonia | Greece | 7 | 1100
Macedonia | Greece | 8 | 1100
Romania | Hungary | 1 | 1100
Romania | Hungary | 2 | 1100
Romania | Hungary | 3 | 1100
Romania | Hungary | 4 | 1100
Romania | Hungary | 5 | 1100
Romania | Hungary | 6 | 1100
Romania | Hungary | 7 | 1100
Romania | Hungary | 8 | 1100
Serbia | Hungary | 1 | 600
Serbia | Hungary | 2 | 600
Serbia | Hungary | 3 | 600
Serbia | Hungary | 4 | 600
Serbia | Hungary | 5 | 600
Serbia | Hungary | 6 | 600
Serbia | Hungary | 7 | 600
Serbia | Hungary | 8 | 600
Slovakia | Hungary | 1 | 2000
Slovakia | Hungary | 2 | 2000
Slovakia | Hungary | 3 | 2000
Slovakia | Hungary | 4 | 2000
Slovakia | Hungary | 5 | 2000
Slovakia | Hungary | 6 | 2000
Slovakia | Hungary | 7 | 2000
Slovakia | Hungary | 8 | 2000
Slovenia | Hungary | 1 | 0
Slovenia | Hungary | 2 | 0
Slovenia | Hungary | 3 | 0
Slovenia | Hungary | 4 | 0
Slovenia | Hungary | 5 | 0
Slovenia | Hungary | 6 | 0
Slovenia | Hungary | 7 | 0
Slovenia | Hungary | 8 | 0
Slovenia | Italy | 1 | 730
Slovenia | Italy | 2 | 730
Slovenia | Italy | 3 | 730
Slovenia | Italy | 4 | 730
Slovenia | Italy | 5 | 730
Slovenia | Italy | 6 | 730
Slovenia | Italy | 7 | 730
Slovenia | Italy | 8 | 730
Sweden | Latvia | 1 | 0
Sweden | Latvia | 2 | 0
Sweden | Latvia | 3 | 0
Sweden | Latvia | 4 | 0
Sweden | Latvia | 5 | 0
Sweden | Latvia | 6 | 0
Sweden | Latvia | 7 | 0
Sweden | Latvia | 8 | 0
Latvia | Lithuania | 1 | 1500
Latvia | Lithuania | 2 | 1500
Latvia | Lithuania | 3 | 1500
Latvia | Lithuania | 4 | 1500
Latvia | Lithuania | 5 | 1500
Latvia | Lithuania | 6 | 1500
Latvia | Lithuania | 7 | 1500
Latvia | Lithuania | 8 | 1500
Poland | Lithuania | 1 | 500
Poland | Lithuania | 2 | 500
Poland | Lithuania | 3 | 500
Poland | Lithuania | 4 | 500
Poland | Lithuania | 5 | 500
Poland | Lithuania | 6 | 500
Poland | Lithuania | 7 | 500
Poland | Lithuania | 8 | 500
Sweden | Lithuania | 1 | 700
Sweden | Lithuania | 2 | 700
Sweden | Lithuania | 3 | 700
Sweden | Lithuania | 4 | 700
Sweden | Lithuania | 5 | 700
Sweden | Lithuania | 6 | 700
Sweden | Lithuania | 7 | 700
Sweden | Lithuania | 8 | 700
Serbia | Macedonia | 1 | 800
Serbia | Macedonia | 2 | 800
Serbia | Macedonia | 3 | 800
Serbia | Macedonia | 4 | 800
Serbia | Macedonia | 5 | 800
Serbia | Macedonia | 6 | 800
Serbia | Macedonia | 7 | 800
Serbia | Macedonia | 8 | 800
Borssele | Netherlands | 1 | 1483.5
Borssele | Netherlands | 2 | 1483.5
Borssele | Netherlands | 3 | 1483.5
Borssele | Netherlands | 4 | 1483.5
Borssele | Netherlands | 5 | 1483.5
Borssele | Netherlands | 6 | 1483.5
Borssele | Netherlands | 7 | 1483.5
Borssele | Netherlands | 8 | 1483.5
Helgolander Bucht | Netherlands | 1 | 600
Helgolander Bucht | Netherlands | 2 | 600
Helgolander Bucht | Netherlands | 3 | 600
Helgolander Bucht | Netherlands | 4 | 600
Helgolander Bucht | Netherlands | 5 | 600
Helgolander Bucht | Netherlands | 6 | 600
Helgolander Bucht | Netherlands | 7 | 600 | <--https://aleasoft.com/spain-imports-electricity-france-2018/
Helgolander Bucht | Netherlands | 8 | 600
Hollandsee Kust | Netherlands | 1 | 357
Hollandsee Kust | Netherlands | 2 | 357
Hollandsee Kust | Netherlands | 3 | 357
Hollandsee Kust | Netherlands | 4 | 357
Hollandsee Kust | Netherlands | 5 | 357
Hollandsee Kust | Netherlands | 6 | 357
Hollandsee Kust | Netherlands | 7 | 357
Hollandsee Kust | Netherlands | 8 | 357
NO2 | Netherlands | 1 | 723
NO2 | Netherlands | 2 | 723
NO2 | Netherlands | 3 | 723
NO2 | Netherlands | 4 | 723
NO2 | Netherlands | 5 | 723
NO2 | Netherlands | 6 | 723
NO2 | Netherlands | 7 | 723
NO2 | Netherlands | 8 | 723
NO2 | NO1 | 1 | 3500
NO2 | NO1 | 2 | 3500
NO2 | NO1 | 3 | 3500
NO2 | NO1 | 4 | 3500
NO2 | NO1 | 5 | 3500
NO2 | NO1 | 6 | 3500
NO2 | NO1 | 7 | 3500
NO2 | NO1 | 8 | 3500
NO3 | NO1 | 1 | 500
NO3 | NO1 | 2 | 500
NO3 | NO1 | 3 | 500
NO3 | NO1 | 4 | 500
NO3 | NO1 | 5 | 500
NO3 | NO1 | 6 | 500
NO3 | NO1 | 7 | 500
NO3 | NO1 | 8 | 500
NO5 | NO1 | 1 | 3900
NO5 | NO1 | 2 | 3900
NO5 | NO1 | 3 | 3900
NO5 | NO1 | 4 | 3900
NO5 | NO1 | 5 | 3900
NO5 | NO1 | 6 | 3900
NO5 | NO1 | 7 | 3900
NO5 | NO1 | 8 | 3900
Sweden | NO1 | 1 | 2145
Sweden | NO1 | 2 | 2145
Sweden | NO1 | 3 | 2145
Sweden | NO1 | 4 | 2145
Sweden | NO1 | 5 | 2145
Sweden | NO1 | 6 | 2145
Sweden | NO1 | 7 | 2145
Sweden | NO1 | 8 | 2145
Sweden | NO1 | 4 | 1200
Sweden | NO1 | 5 | 1200
Sweden | NO1 | 6 | 1200
Sweden | NO1 | 7 | 1200
Sweden | NO1 | 8 | 1200
NO5 | NO2 | 1 | 600
NO5 | NO2 | 2 | 600
NO5 | NO2 | 3 | 600
NO5 | NO2 | 4 | 600
NO5 | NO2 | 5 | 600
NO5 | NO2 | 6 | 600
NO5 | NO2 | 7 | 600
NO5 | NO2 | 8 | 600
Sorlige Nordsjo I | NO2 | 1 | 0
Sorlige Nordsjo I | NO2 | 2 | 0
Sorlige Nordsjo I | NO2 | 3 | 0
Sorlige Nordsjo I | NO2 | 4 | 0
Sorlige Nordsjo I | NO2 | 5 | 0
Sorlige Nordsjo I | NO2 | 6 | 0
Sorlige Nordsjo I | NO2 | 7 | 0
Sorlige Nordsjo I | NO2 | 8 | 0
Sorlige Nordsjo II | NO2 | 1 | 0
Sorlige Nordsjo II | NO2 | 2 | 0
Sorlige Nordsjo II | NO2 | 3 | 0
Sorlige Nordsjo II | NO2 | 4 | 0
Sorlige Nordsjo II | NO2 | 5 | 0
Sorlige Nordsjo II | NO2 | 6 | 0
Sorlige Nordsjo II | NO2 | 7 | 0
Sorlige Nordsjo II | NO2 | 8 | 0
Utsira Nord | NO2 | 1 | 0
Utsira Nord | NO2 | 2 | 0
Utsira Nord | NO2 | 3 | 0
Utsira Nord | NO2 | 4 | 0
Utsira Nord | NO2 | 5 | 0
Utsira Nord | NO2 | 6 | 0
Utsira Nord | NO2 | 7 | 0
Utsira Nord | NO2 | 8 | 0
NO4 | NO3 | 1 | 1200
NO4 | NO3 | 2 | 1200
NO4 | NO3 | 3 | 1200
NO4 | NO3 | 4 | 1200
NO4 | NO3 | 5 | 1200
NO4 | NO3 | 6 | 1200
NO4 | NO3 | 7 | 1200
NO4 | NO3 | 8 | 1200
NO5 | NO3 | 1 | 500
NO5 | NO3 | 2 | 500
NO5 | NO3 | 3 | 500
NO5 | NO3 | 4 | 500
NO5 | NO3 | 5 | 500
NO5 | NO3 | 6 | 500
NO5 | NO3 | 7 | 500
NO5 | NO3 | 8 | 500
Sweden | NO3 | 1 | 1000
Sweden | NO3 | 2 | 1000
Sweden | NO3 | 3 | 1000
Sweden | NO3 | 4 | 1000
Sweden | NO3 | 5 | 1000
Sweden | NO3 | 6 | 1000
Sweden | NO3 | 7 | 1000
Sweden | NO3 | 8 | 1000
Sweden | NO3 | 4 | 650
Sweden | NO3 | 5 | 650
Sweden | NO3 | 6 | 650
Sweden | NO3 | 7 | 650
Sweden | NO3 | 8 | 650
Sweden | NO4 | 1 | 300
Sweden | NO4 | 2 | 300
Sweden | NO4 | 3 | 300
Sweden | NO4 | 4 | 300
Sweden | NO4 | 5 | 300
Sweden | NO4 | 6 | 300
Sweden | NO4 | 7 | 300
Sweden | NO4 | 8 | 300
Sweden | NO4 | 3 | 600
Sweden | NO4 | 4 | 600
Sweden | NO4 | 5 | 600
Sweden | NO4 | 6 | 600
Sweden | NO4 | 7 | 600
Sweden | NO4 | 8 | 600
Slovakia | Poland | 1 | 990
Slovakia | Poland | 2 | 990
Slovakia | Poland | 3 | 990
Slovakia | Poland | 4 | 990
Slovakia | Poland | 5 | 990
Slovakia | Poland | 6 | 990
Slovakia | Poland | 7 | 990
Slovakia | Poland | 8 | 990
Sweden | Poland | 1 | 600
Sweden | Poland | 2 | 600
Sweden | Poland | 3 | 600
Sweden | Poland | 4 | 600
Sweden | Poland | 5 | 600
Sweden | Poland | 6 | 600
Sweden | Poland | 7 | 600
Sweden | Poland | 8 | 600
Serbia | Romania | 1 | 1132
Serbia | Romania | 2 | 1132
Serbia | Romania | 3 | 1132
Serbia | Romania | 4 | 1132
Serbia | Romania | 5 | 1132
Serbia | Romania | 6 | 1132
Serbia | Romania | 7 | 1132
Serbia | Romania | 8 | 1132
France | Spain | 1 | 2800
France | Spain | 2 | 2800
France | Spain | 3 | 2800
France | Spain | 4 | 2800
France | Spain | 5 | 2800
France | Spain | 6 | 2800
France | Spain | 7 | 2800
France | Spain | 8 | 2800
Ireland | Spain | 1 | 0
Ireland | Spain | 2 | 0
Ireland | Spain | 3 | 0
Ireland | Spain | 4 | 0
Ireland | Spain | 5 | 0
Ireland | Spain | 6 | 0
Ireland | Spain | 7 | 0
Ireland | Spain | 8 | 0
Portugal | Spain | 1 | 4200
Portugal | Spain | 2 | 4200
Portugal | Spain | 3 | 4200
Portugal | Spain | 4 | 4200
Portugal | Spain | 5 | 4200
Portugal | Spain | 6 | 4200
Portugal | Spain | 7 | 4200
Portugal | Spain | 8 | 4200
France | Switzerland | 1 | 3150
France | Switzerland | 2 | 2750
France | Switzerland | 3 | 2750
France | Switzerland | 4 | 2750
France | Switzerland | 5 | 2750
France | Switzerland | 6 | 2750
France | Switzerland | 7 | 2750
France | Switzerland | 8 | 2750
Germany | Switzerland | 1 | 4600
Germany | Switzerland | 2 | 4600
Germany | Switzerland | 3 | 4600
Germany | Switzerland | 4 | 4600
Germany | Switzerland | 5 | 4600
Germany | Switzerland | 6 | 4600
Germany | Switzerland | 7 | 4600
Germany | Switzerland | 8 | 4600
Italy | Switzerland | 1 | 4240
Italy | Switzerland | 2 | 4240
Italy | Switzerland | 3 | 4240
Italy | Switzerland | 4 | 4240
Italy | Switzerland | 5 | 4240
Italy | Switzerland | 6 | 4240
Italy | Switzerland | 7 | 4240
Italy | Switzerland | 8 | 4240

## MaxInstallCapacityRaw
Source: ENTSO-E ¦¦ DATA SOURCES: Capacities and expansion capacities from ENTSO-E Project Sheet 2018 and ENTSO-E Report "Completing the map" (2020); Initial capacities from TIMES (Norway), Data Portal ENTSOE; TSOs particular countries
Description: Maximum allowed capacity of transmission between nodes in given investment period (default: 0)
InterconnectorLinks | ToNode | Period | MaxRawNotAdjustWithInitCap in MW | Baseline data (from ENTSO-E max values) | Assumption | Baseline + Assumption | Commentaries | source
Czech R | Austria | 1 | 900 | 900 | 1 | 900 |  | https://eepublicdownloads.blob.core.windows.net/public-cdn-container/clean-documents/tyndp-documents/TYNDP2018/consultation/Main%20Report/TYNDP18%20Exec%20Report%20appendix.pdf
Czech R | Austria | 2 | 900 | 900 | 1 | 900
Czech R | Austria | 3 | 1900 | 1900 | 1 | 1900 | 1000MW built in 2030, additional to 2025 capacities
Czech R | Austria | 4 | 1900 | 1900 | 1 | 1900
Czech R | Austria | 5 | 1900 | 1900 | 1 | 1900
Czech R | Austria | 6 | 1900 | 1900 | 1 | 1900
Czech R | Austria | 7 | 1900 | 1900 | 1 | 1900
Czech R | Austria | 8 | 1900 | 1900 | 1 | 1900
Germany | Austria | 1 | 5000 | 5000 | 1 | 5000
Germany | Austria | 2 | 7000 | 7000 | 1 | 7000 | 2000MW build in 2025, corresponding to projects under construction and expected to become effective by 2025
Germany | Austria | 3 | 9500 | 9500 | 1 | 9500 | 500MW built in 2030, additional to 2025 capacities
Germany | Austria | 4 | 7500 | 7500 | 1 | 7500
Germany | Austria | 5 | 10200 | 10200 | 1 | 10200 | 700MW built in 2040, additional to 2025 capacities
Germany | Austria | 6 | 8200 | 8200 | 1 | 8200
Germany | Austria | 7 | 8200 | 8200 | 1 | 8200
Germany | Austria | 8 | 8200 | 8200 | 1 | 8200
Hungary | Austria | 1 | 800 | 800 | 1 | 800 |  | https://transparency.entsoe.eu/transmission-domain/ntcDay/show?name=&defaultValue=false&viewType=TABLE&areaType=BORDER_BZN&atch=false&dateTime.dateTime=01.02.2021+00:00¦CET¦DAY&border.values=CTY¦10YHU-MAVIR----U!BZN_BZN¦10YHU-MAVIR----U_BZN_BZN¦10YAT-APG------L&direction.values=Export&direction.values=Import&dateTime.timezone=CET_CEST&dateTime.timezone_input=CET+(UTC+1)+/+CEST+(UTC+2)
Hungary | Austria | 2 | 800 | 800 | 1 | 800
Hungary | Austria | 3 | 2800 | 2800 | 1 | 2800 | 2000MW build in 2030, additional to 2025 capacities
Hungary | Austria | 4 | 2800 | 2800 | 1 | 2800
Hungary | Austria | 5 | 2800 | 2800 | 1 | 2800
Hungary | Austria | 6 | 2800 | 2800 | 1 | 2800
Hungary | Austria | 7 | 2800 | 2800 | 1 | 2800
Hungary | Austria | 8 | 2800 | 2800 | 1 | 2800
Italy | Austria | 1 | 405 | 405 | 1 | 405
Italy | Austria | 2 | 795 | 795 | 1 | 795 | 390MW built in 2025, corresponding to projects under construction and expected to become effective by 2025
Italy | Austria | 3 | 1295 | 1295 | 1 | 1295 | 110MW built in 2030, additional to 2025 capacities
Italy | Austria | 4 | 1295 | 1295 | 1 | 1295
Italy | Austria | 5 | 2295 | 2295 | 1 | 2295 | 1000 MW built in 2040, additional to 2025 capacities
Italy | Austria | 6 | 2295 | 2295 | 1 | 2295
Italy | Austria | 7 | 2295 | 2295 | 1 | 2295
Italy | Austria | 8 | 2295 | 2295 | 1 | 2295
Slovakia | Austria | 1 | 0 | 0 | 1 | 0
Slovakia | Austria | 2 | 0 | 0 | 1 | 0
Slovakia | Austria | 3 | 1000 | 1000 | 1 | 1000 | 1000MW built in 2030, additional to 2025 capacities
Slovakia | Austria | 4 | 1000 | 1000 | 1 | 1000
Slovakia | Austria | 5 | 1000 | 1000 | 1 | 1000
Slovakia | Austria | 6 | 1000 | 1000 | 1 | 1000
Slovakia | Austria | 7 | 1000 | 1000 | 1 | 1000
Slovakia | Austria | 8 | 1000 | 1000 | 1 | 1000
Slovenia | Austria | 1 | 950 | 950 | 1 | 950
Slovenia | Austria | 2 | 950 | 950 | 1 | 950
Slovenia | Austria | 3 | 1950 | 1950 | 1 | 1950 | 1000 MW built in 2030, additional to 2025 capacities
Slovenia | Austria | 4 | 1950 | 1950 | 1 | 1950
Slovenia | Austria | 5 | 2950 | 2950 | 1 | 2950 | 1000 MW built in 2040, additional to 2025 capacities
Slovenia | Austria | 6 | 2950 | 2950 | 1 | 2950
Slovenia | Austria | 7 | 2950 | 2950 | 1 | 2950
Slovenia | Austria | 8 | 2950 | 2950 | 1 | 2950
Switzerland | Austria | 1 | 1200 | 1200 | 1 | 1200
Switzerland | Austria | 2 | 1200 | 1200 | 1 | 1200
Switzerland | Austria | 3 | 2200 | 2200 | 1 | 2200 | 1000 MW built in 2030, additional to 2025 capacities
Switzerland | Austria | 4 | 2200 | 2200 | 1 | 2200
Switzerland | Austria | 5 | 3200 | 3200 | 1 | 3200 | 1000 MW built in 2040, additional to 2025 capacities
Switzerland | Austria | 6 | 3200 | 3200 | 1 | 3200
Switzerland | Austria | 7 | 3200 | 3200 | 1 | 3200
Switzerland | Austria | 8 | 3200 | 3200 | 1 | 3200
France | Belgium | 1 | 1850 | 1850 | 1 | 1850 |  | https://www.elia.be/en/grid-data/transmission/yearly-capacity
France | Belgium | 2 | 3350 | 3350 | 1 | 3350 | 1500 MW built by 2025 corresponding to projects under construction and expected to become effective by 2025
France | Belgium | 3 | 6350 | 6350 | 1 | 6350 | 3000 MW built in 2030 additional to 2025
France | Belgium | 4 | 6350 | 6350 | 1 | 6350
France | Belgium | 5 | 7350 | 7350 | 1 | 7350 | 1000MW built in 2040, additional to 2025
France | Belgium | 6 | 7350 | 7350 | 1 | 7350
France | Belgium | 7 | 7350 | 7350 | 1 | 7350
France | Belgium | 8 | 7350 | 7350 | 1 | 7350
Germany | Belgium | 1 | 1000 | 1000 | 1 | 1000 |  | https://www.elia.be/en/grid-data/transmission/yearly-capacity
Germany | Belgium | 2 | 2000 | 2000 | 1 | 2000 | 1000MW 2025, corresponding to projects under construction and expected to become effective by 2025
Germany | Belgium | 3 | 2000 | 2000 | 1 | 2000
Germany | Belgium | 4 | 2000 | 2000 | 1 | 2000
Germany | Belgium | 5 | 2000 | 2000 | 1 | 2000
Germany | Belgium | 6 | 2000 | 2000 | 1 | 2000
Germany | Belgium | 7 | 2000 | 2000 | 1 | 2000
Germany | Belgium | 8 | 2000 | 2000 | 1 | 2000
Great Brit. | Belgium | 1 | 1000 | 1000 | 1 | 1000
Great Brit. | Belgium | 2 | 1000 | 1000 | 1 | 1000
Great Brit. | Belgium | 3 | 1000 | 1000 | 1 | 1000
Great Brit. | Belgium | 4 | 1000 | 1000 | 1 | 1000
Great Brit. | Belgium | 5 | 1000 | 1000 | 1 | 1000 |  | Maximum capacity expansion from ENTSO-E (+2000 MW)
Great Brit. | Belgium | 6 | 1000 | 1000 | 1 | 1000
Great Brit. | Belgium | 7 | 1000 | 1000 | 1 | 1000
Great Brit. | Belgium | 8 | 1000 | 1000 | 1 | 1000
Luxemb. | Belgium | 1 | 680 | 680 | 1 | 680 |  | https://www.elia.be/en/grid-data/transmission/yearly-capacity
Luxemb. | Belgium | 2 | 1180 | 1180 | 1 | 1180 | 500 MW built by 2025, corresponding to projects under construction and expected to become effective by 2025
Luxemb. | Belgium | 3 | 1680 | 1680 | 1 | 1680 | 500 MW built in 2030, additional to 2025 capacities
Luxemb. | Belgium | 4 | 1680 | 1680 | 1 | 1680
Luxemb. | Belgium | 5 | 1680 | 1680 | 1 | 1680
Luxemb. | Belgium | 6 | 1680 | 1680 | 1 | 1680
Luxemb. | Belgium | 7 | 1680 | 1680 | 1 | 1680
Luxemb. | Belgium | 8 | 1680 | 1680 | 1 | 1680
Netherlands | Belgium | 1 | 950 | 950 | 1 | 950 |  | https://www.elia.be/en/grid-data/transmission/yearly-capacity
Netherlands | Belgium | 2 | 1950 | 1950 | 1 | 1950 | 1000MW 2025, corresponding to projects under construction and expected to become effective by 2025
Netherlands | Belgium | 3 | 3950 | 3950 | 1 | 3950 | 2000MW 2030, additional to 2025 capacities
Netherlands | Belgium | 4 | 3950 | 3950 | 1 | 3950
Netherlands | Belgium | 5 | 3950 | 3950 | 1 | 3950
Netherlands | Belgium | 6 | 3950 | 3950 | 1 | 3950
Netherlands | Belgium | 7 | 3950 | 3950 | 1 | 3950
Netherlands | Belgium | 8 | 3950 | 3950 | 1 | 3950
Croatia | Bosnia H | 1 | 750 | 750 | 1 | 750
Croatia | Bosnia H | 2 | 750 | 750 | 1 | 750
Croatia | Bosnia H | 3 | 750 | 750 | 1 | 750
Croatia | Bosnia H | 4 | 750 | 750 | 1 | 750
Croatia | Bosnia H | 5 | 1894 | 1894 | 1 | 1894 | 1144MW built in 2040, additional to 2025 capacities
Croatia | Bosnia H | 6 | 1894 | 1894 | 1 | 1894
Croatia | Bosnia H | 7 | 1894 | 1894 | 1 | 1894
Croatia | Bosnia H | 8 | 1894 | 1894 | 1 | 1894
Italy | Bosnia H | 1 | 0 | 0 | 1 | 0 |  | ENTSOE Grid map
Italy | Bosnia H | 2 | 0 | 0 | 1 | 0 |  | https://tyndp-data.netlify.app/tyndp2018/projects/projects/28
Italy | Bosnia H | 3 | 0 | 0 | 1 | 0
Italy | Bosnia H | 4 | 0 | 0 | 1 | 0
Italy | Bosnia H | 5 | 0 | 0 | 1 | 0
Italy | Bosnia H | 6 | 0 | 0 | 1 | 0
Italy | Bosnia H | 7 | 0 | 0 | 1 | 0
Italy | Bosnia H | 8 | 0 | 0 | 1 | 0
Serbia | Bosnia H | 1 | 600 | 600 | 1 | 600 |  | https://transparency.entsoe.eu/transmission-domain/ntcYear/show?name=&defaultValue=false&viewType=TABLE&areaType=BORDER_BZN&atch=false&dateTime.dateTime=01.01.2022+00:00¦UTC¦YEAR&border.values=CTY¦10YCS-SERBIATSOV!BZN_BZN¦10YCS-SERBIATSOV_BZN_BZN¦10YCA-BULGARIA-R&direction.values=Export&direction.values=Import
Serbia | Bosnia H | 2 | 600 | 600 | 1 | 600
Serbia | Bosnia H | 3 | 600 | 600 | 1 | 600
Serbia | Bosnia H | 4 | 600 | 600 | 1 | 600
Serbia | Bosnia H | 5 | 1950 | 1950 | 1 | 1950 | 1350MW built in 2040, additional to 2025 capacities
Serbia | Bosnia H | 6 | 1950 | 1950 | 1 | 1950
Serbia | Bosnia H | 7 | 1950 | 1950 | 1 | 1950
Serbia | Bosnia H | 8 | 1950 | 1950 | 1 | 1950
Greece | Bulgaria | 1 | 600 | 600 | 1 | 600 |  | https://www.admie.gr/en/node/87500?amp=
Greece | Bulgaria | 2 | 1400 | 1400 | 1 | 1400 | 800MW built in 2025, corresponding to projects under construction and expected to become effective by 2025
Greece | Bulgaria | 3 | 1400 | 1400 | 1 | 1400
Greece | Bulgaria | 4 | 1400 | 1400 | 1 | 1400
Greece | Bulgaria | 5 | 2400 | 2400 | 1 | 2400 | 1000 MW built in 2040, additional to 2025 capacities
Greece | Bulgaria | 6 | 2400 | 2400 | 1 | 2400
Greece | Bulgaria | 7 | 2400 | 2400 | 1 | 2400
Greece | Bulgaria | 8 | 2400 | 2400 | 1 | 2400
Macedonia | Bulgaria | 1 | 400 | 400 | 1 | 400 |  | https://transparency.entsoe.eu/transmission-domain/physicalFlow/show?name=&defaultValue=false&viewType=TABLE&areaType=BORDER_BZN&atch=false&dateTime.dateTime=29.12.2021+00:00¦CET¦DAY&border.values=CTY¦10YMK-MEPSO----8!BZN_BZN¦10YMK-MEPSO----8_BZN_BZN¦10YCA-BULGARIA-R&dateTime.timezone=CET_CEST&dateTime.timezone_input=CET+(UTC+1)+/+CEST+(UTC+2)
Macedonia | Bulgaria | 2 | 400 | 400 | 1 | 400
Macedonia | Bulgaria | 3 | 400 | 400 | 1 | 400
Macedonia | Bulgaria | 4 | 400 | 400 | 1 | 400
Macedonia | Bulgaria | 5 | 400 | 400 | 1 | 400 |  | Maximum capacity expansion from ENTSO-E (+1500 MW) from 2020
Macedonia | Bulgaria | 6 | 400 | 400 | 1 | 400
Macedonia | Bulgaria | 7 | 400 | 400 | 1 | 400
Macedonia | Bulgaria | 8 | 400 | 400 | 1 | 400
Romania | Bulgaria | 1 | 300 | 300 | 1 | 300
Romania | Bulgaria | 2 | 900 | 900 | 1 | 900 | 600MW built in 2025, corresponding to projects under construction and expected to become effective by 2025
Romania | Bulgaria | 3 | 1900 | 1900 | 1 | 1900 | 1000MW built in 2030, additional to 2025 capacities
Romania | Bulgaria | 4 | 1900 | 1900 | 1 | 1900
Romania | Bulgaria | 5 | 3400 | 3400 | 1 | 3400 | 1500MW built in 2040, additional to 2025 capacities
Romania | Bulgaria | 6 | 3400 | 3400 | 1 | 3400
Romania | Bulgaria | 7 | 3400 | 3400 | 1 | 3400
Romania | Bulgaria | 8 | 3400 | 3400 | 1 | 3400
Serbia | Bulgaria | 1 | 500 | 500 | 1 | 500 |  | https://transparency.entsoe.eu/transmission-domain/ntcYear/show?name=&defaultValue=false&viewType=TABLE&areaType=BORDER_BZN&atch=false&dateTime.dateTime=01.01.2022+00:00¦UTC¦YEAR&border.values=CTY¦10YCS-SERBIATSOV!BZN_BZN¦10YCS-SERBIATSOV_BZN_BZN¦10YCA-BULGARIA-R&direction.values=Export&direction.values=Import
Serbia | Bulgaria | 2 | 1344 | 1344 | 1 | 1344 | 844MW buily in 2025, corresponding to projects under construction and expected to become effective by 2025
Serbia | Bulgaria | 3 | 1844 | 1844 | 1 | 1844 | 500 MW built in 2030, additional to 2025 capacities
Serbia | Bulgaria | 4 | 1844 | 1844 | 1 | 1844
Serbia | Bulgaria | 5 | 2574 | 2574 | 1 | 2574 | 730MW built in 2040, additional to 2025 capacities
Serbia | Bulgaria | 6 | 2574 | 2574 | 1 | 2574
Serbia | Bulgaria | 7 | 2574 | 2574 | 1 | 2574
Serbia | Bulgaria | 8 | 2574 | 2574 | 1 | 2574
Hungary | Croatia | 1 | 0 | 0 | 1 | 0
Hungary | Croatia | 2 | 0 | 0 | 1 | 0
Hungary | Croatia | 3 | 0 | 0 | 1 | 0
Hungary | Croatia | 4 | 0 | 0 | 1 | 0
Hungary | Croatia | 5 | 0 | 0 | 1 | 0
Hungary | Croatia | 6 | 0 | 0 | 1 | 0
Hungary | Croatia | 7 | 0 | 0 | 1 | 0
Hungary | Croatia | 8 | 0 | 0 | 1 | 0
Italy | Croatia | 1 | 0 | 0 | 1 | 0
Italy | Croatia | 2 | 0 | 0 | 1 | 0
Italy | Croatia | 3 | 0 | 0 | 1 | 0
Italy | Croatia | 4 | 0 | 0 | 1 | 0
Italy | Croatia | 5 | 0 | 0 | 1 | 0
Italy | Croatia | 6 | 0 | 0 | 1 | 0
Italy | Croatia | 7 | 0 | 0 | 1 | 0
Italy | Croatia | 8 | 0 | 0 | 1 | 0
Serbia | Croatia | 1 | 600 | 600 | 1 | 600 |  | https://transparency.entsoe.eu/transmission-domain/ntcYear/show?name=&defaultValue=false&viewType=TABLE&areaType=BORDER_BZN&atch=false&dateTime.dateTime=01.01.2022+00:00¦UTC¦YEAR&border.values=CTY¦10YCS-SERBIATSOV!BZN_BZN¦10YCS-SERBIATSOV_BZN_BZN¦10YHR-HEP------M&direction.values=Export&direction.values=Import
Serbia | Croatia | 2 | 600 | 600 | 1 | 600
Serbia | Croatia | 3 | 2200 | 2200 | 1 | 2200 | 1600MW built in 2030, additional to 2025 capacities
Serbia | Croatia | 4 | 2200 | 2200 | 1 | 2200
Serbia | Croatia | 5 | 2200 | 2200 | 1 | 2200
Serbia | Croatia | 6 | 2200 | 2200 | 1 | 2200
Serbia | Croatia | 7 | 2200 | 2200 | 1 | 2200
Serbia | Croatia | 8 | 2200 | 2200 | 1 | 2200
Slovenia | Croatia | 1 | 1500 | 1500 | 1 | 1500
Slovenia | Croatia | 2 | 1650 | 1650 | 1 | 1650 | 150MW built in 2025, corresponding to projects under construction and expected to become effective by 2025
Slovenia | Croatia | 3 | 1650 | 1650 | 1 | 1650
Slovenia | Croatia | 4 | 1650 | 1650 | 1 | 1650
Slovenia | Croatia | 5 | 3650 | 3650 | 1 | 3650 | 2000MW built in 2040, additional to 2025 capacities
Slovenia | Croatia | 6 | 3650 | 3650 | 1 | 3650
Slovenia | Croatia | 7 | 3650 | 3650 | 1 | 3650
Slovenia | Croatia | 8 | 3650 | 3650 | 1 | 3650
Germany | Czech R | 1 | 2100 | 2100 | 1 | 2100
Germany | Czech R | 2 | 2600 | 2600 | 1 | 2600 | 500MW built in 2025, corresponding to projects under construction and expected to become effective by 2025
Germany | Czech R | 3 | 3100 | 3100 | 1 | 3100 | 500MW 2030, additional to 2025 capacities
Germany | Czech R | 4 | 3100 | 3100 | 1 | 3100
Germany | Czech R | 5 | 4250 | 4250 | 1 | 4250 | 1150MW 2040, additional to 2025 capacities
Germany | Czech R | 6 | 4250 | 4250 | 1 | 4250
Germany | Czech R | 7 | 4250 | 4250 | 1 | 4250
Germany | Czech R | 8 | 4250 | 4250 | 1 | 4250
Poland | Czech R | 1 | 800 | 800 | 1 | 800
Poland | Czech R | 2 | 800 | 800 | 1 | 800
Poland | Czech R | 3 | 800 | 800 | 1 | 800
Poland | Czech R | 4 | 800 | 800 | 1 | 800
Poland | Czech R | 5 | 1800 | 1800 | 1 | 1800 | 1000MW 2040, additional to 2025 capacities
Poland | Czech R | 6 | 1800 | 1800 | 1 | 1800
Poland | Czech R | 7 | 1800 | 1800 | 1 | 1800
Poland | Czech R | 8 | 1800 | 1800 | 1 | 1800
Slovakia | Czech R | 1 | 1800 | 1800 | 1 | 1800
Slovakia | Czech R | 2 | 1800 | 1800 | 1 | 1800
Slovakia | Czech R | 3 | 1800 | 1800 | 1 | 1800
Slovakia | Czech R | 4 | 1800 | 1800 | 1 | 1800
Slovakia | Czech R | 5 | 2300 | 2300 | 1 | 2300 | 500MW 2040, additional to 2025 capacities
Slovakia | Czech R | 6 | 2300 | 2300 | 1 | 2300
Slovakia | Czech R | 7 | 2300 | 2300 | 1 | 2300
Slovakia | Czech R | 8 | 2300 | 2300 | 1 | 2300
Great Brit. | Denmark | 1 | 1400 | 1400 | 1 | 1400
Great Brit. | Denmark | 2 | 2800 | 2800 | 1 | 2800 | 1400MW 2025, corresponding to projects under construction and expected to become effective by 2025
Great Brit. | Denmark | 3 | 2800 | 2800 | 1 | 2800
Great Brit. | Denmark | 4 | 2800 | 2800 | 1 | 2800
Great Brit. | Denmark | 5 | 2800 | 2800 | 1 | 2800
Great Brit. | Denmark | 6 | 2800 | 2800 | 1 | 2800
Great Brit. | Denmark | 7 | 2800 | 2800 | 1 | 2800
Great Brit. | Denmark | 8 | 2800 | 2800 | 1 | 2800
Netherlands | Denmark | 1 | 700 | 700 | 1 | 700
Netherlands | Denmark | 2 | 700 | 700 | 1 | 700
Netherlands | Denmark | 3 | 700 | 700 | 1 | 700
Netherlands | Denmark | 4 | 700 | 700 | 1 | 700
Netherlands | Denmark | 5 | 700 | 700 | 1 | 700
Netherlands | Denmark | 6 | 700 | 700 | 1 | 700
Netherlands | Denmark | 7 | 700 | 700 | 1 | 700
Netherlands | Denmark | 8 | 700 | 700 | 1 | 700
NO2 | Denmark | 1 | 1632 | 1632 | 1 | 1632 |  | TIMES
NO2 | Denmark | 2 | 1632 | 1632 | 1 | 1632
NO2 | Denmark | 3 | 1632 | 1632 | 1 | 1632
NO2 | Denmark | 4 | 1632 | 1632 | 1 | 1632
NO2 | Denmark | 5 | 1632 | 1632 | 1 | 1632
NO2 | Denmark | 6 | 1632 | 1632 | 1 | 1632
NO2 | Denmark | 7 | 1632 | 1632 | 1 | 1632
NO2 | Denmark | 8 | 1632 | 1632 | 1 | 1632
Poland | Denmark | 1 | 0 | 0 | 1 | 0
Poland | Denmark | 2 | 0 | 0 | 1 | 0
Poland | Denmark | 3 | 600 | 600 | 1 | 600 | 600MW 2030, additional to 2025 capacities
Poland | Denmark | 4 | 600 | 600 | 1 | 600
Poland | Denmark | 5 | 600 | 600 | 1 | 600
Poland | Denmark | 6 | 600 | 600 | 1 | 600
Poland | Denmark | 7 | 600 | 600 | 1 | 600
Poland | Denmark | 8 | 600 | 600 | 1 | 600
Sweden | Denmark | 1 | 2716 | 2716 | 1 | 2716
Sweden | Denmark | 2 | 2716 | 2716 | 1 | 2716
Sweden | Denmark | 3 | 3216 | 3216 | 1 | 3216 | 500MW 2030, additional to 2025 capacities
Sweden | Denmark | 4 | 3216 | 3216 | 1 | 3216
Sweden | Denmark | 5 | 3216 | 3216 | 1 | 3216
Sweden | Denmark | 6 | 3216 | 3216 | 1 | 3216
Sweden | Denmark | 7 | 3216 | 3216 | 1 | 3216
Sweden | Denmark | 8 | 3216 | 3216 | 1 | 3216
Finland | Estonia | 1 | 1016 | 1016 | 1 | 1016
Finland | Estonia | 2 | 1016 | 1016 | 1 | 1016
Finland | Estonia | 3 | 1016 | 1016 | 1 | 1016
Finland | Estonia | 4 | 1016 | 1016 | 1 | 1016
Finland | Estonia | 5 | 1516 | 1516 | 1 | 1516 | 500MW 2040, additional to 2025 capacities
Finland | Estonia | 6 | 1516 | 1516 | 1 | 1516
Finland | Estonia | 7 | 1516 | 1516 | 1 | 1516
Finland | Estonia | 8 | 1516 | 1516 | 1 | 1516
Latvia | Estonia | 1 | 900 | 900 | 1 | 900
Latvia | Estonia | 2 | 1500 | 1500 | 1 | 1500 | 600MW 2025, corresponding to projects under construction and expected to become effective by 2025
Latvia | Estonia | 3 | 1500 | 1500 | 1 | 1500
Latvia | Estonia | 4 | 1500 | 1500 | 1 | 1500
Latvia | Estonia | 5 | 2000 | 2000 | 1 | 2000 | 500MW 2040, additional to 2025 capacities
Latvia | Estonia | 6 | 2000 | 2000 | 1 | 2000
Latvia | Estonia | 7 | 2000 | 2000 | 1 | 2000
Latvia | Estonia | 8 | 2000 | 2000 | 1 | 2000
Sweden | Estonia | 1 | 0 | 0 | 1 | 0
Sweden | Estonia | 2 | 0 | 0 | 1 | 0
Sweden | Estonia | 3 | 0 | 0 | 1 | 0
Sweden | Estonia | 4 | 0 | 0 | 1 | 0
Sweden | Estonia | 5 | 0 | 0 | 1 | 0
Sweden | Estonia | 6 | 0 | 0 | 1 | 0
Sweden | Estonia | 7 | 0 | 0 | 1 | 0
Sweden | Estonia | 8 | 0 | 0 | 1 | 0
NO4 | Finland | 1 | 0 | 0 | 1 | 0 | TIMES Initial capacity
NO4 | Finland | 2 | 0 | 0 | 1 | 0
NO4 | Finland | 3 | 1500 | 1500 | 1 | 1500 | 1500MW 2030
NO4 | Finland | 4 | 1500 | 1500 | 1 | 1500
NO4 | Finland | 5 | 1500 | 1500 | 1 | 1500
NO4 | Finland | 6 | 1500 | 1500 | 1 | 1500
NO4 | Finland | 7 | 1500 | 1500 | 1 | 1500
NO4 | Finland | 8 | 1500 | 1500 | 1 | 1500
Sweden | Finland | 1 | 2300 | 2300 | 1 | 2300
Sweden | Finland | 2 | 3200 | 3200 | 1 | 3200 | 900MW 2025, corresponding to projects under construction and expected to become effective by 2025
Sweden | Finland | 3 | 4000 | 4000 | 1 | 4000 | 800MW 2030, additional to 2025 capacities
Sweden | Finland | 4 | 4000 | 4000 | 1 | 4000
Sweden | Finland | 5 | 4200 | 4200 | 1 | 4200 | 200MW 2040, additional to 2025 capacities
Sweden | Finland | 6 | 4200 | 4200 | 1 | 4200
Sweden | Finland | 7 | 4200 | 4200 | 1 | 4200
Sweden | Finland | 8 | 4200 | 4200 | 1 | 4200
Great Brit. | France | 1 | 2000 | 2000 | 1 | 2000
Great Brit. | France | 2 | 3000 | 3000 | 1 | 3000 | 1000MW 2025, corresponding to projects under construction and expected to become effective by 2025
Great Brit. | France | 3 | 4400 | 4400 | 1 | 4400 | 1400MW 2030, additional 2025 capacities
Great Brit. | France | 4 | 4400 | 4400 | 1 | 4400
Great Brit. | France | 5 | 7800 | 7800 | 1 | 7800 | 1400MW 2040, additional 2025 capacities
Great Brit. | France | 6 | 7800 | 7800 | 1 | 7800
Great Brit. | France | 7 | 7800 | 7800 | 1 | 7800
Great Brit. | France | 8 | 7800 | 7800 | 1 | 7800
Ireland | France | 1 | 0 | 0 | 1 | 0
Ireland | France | 2 | 0 | 0 | 1 | 0
Ireland | France | 3 | 700 | 700 | 1 | 700 | 700MW 2030, additional to 2025 capacities
Ireland | France | 4 | 700 | 700 | 1 | 700
Ireland | France | 5 | 1400 | 1400 | 1 | 1400 | 700MW 2040, additional to 2025 capacities
Ireland | France | 6 | 1400 | 1400 | 1 | 1400
Ireland | France | 7 | 1400 | 1400 | 1 | 1400
Ireland | France | 8 | 1400 | 1400 | 1 | 1400
Italy | France | 1 | 4350 | 4350 | 1 | 4350
Italy | France | 2 | 5550 | 5550 | 1 | 5550 | 1200MW 2025, corresponding to projects under construction and expected to become effective by 2025
Italy | France | 3 | 7350 | 7350 | 1 | 7350 | 2000MW 2030, additional to 2025 capacities
Italy | France | 4 | 7350 | 7350 | 1 | 7350
Italy | France | 5 | 7350 | 7350 | 1 | 7350
Italy | France | 6 | 7350 | 7350 | 1 | 7350
Italy | France | 7 | 7350 | 7350 | 1 | 7350
Italy | France | 8 | 7350 | 7350 | 1 | 7350
Luxemb. | France | 1 | 380 | 380 | 1 | 380 |  | <- Existing capacity Sotel Moulaine, 0 is data from 2014; However, there is not market data in ENTSOE, assume it follows the original data
Luxemb. | France | 2 | 380 | 380 | 1 | 380
Luxemb. | France | 3 | 380 | 380 | 1 | 380
Luxemb. | France | 4 | 380 | 380 | 1 | 380
Luxemb. | France | 5 | 380 | 380 | 1 | 380
Luxemb. | France | 6 | 380 | 380 | 1 | 380
Luxemb. | France | 7 | 380 | 380 | 1 | 380
Luxemb. | France | 8 | 380 | 380 | 1 | 380
Denmark | Germany | 1 | 2765 | 2765 | 1 | 2765
Denmark | Germany | 2 | 4765 | 4765 | 1 | 4765 | 2000MW 2025, corresponding to projects under construction and expected to become effective by 2025
Denmark | Germany | 3 | 4765 | 4765 | 1 | 4765
Denmark | Germany | 4 | 4765 | 4765 | 1 | 4765
Denmark | Germany | 5 | 4765 | 4765 | 1 | 4765
Denmark | Germany | 6 | 4765 | 4765 | 1 | 4765
Denmark | Germany | 7 | 4765 | 4765 | 1 | 4765
Denmark | Germany | 8 | 4765 | 4765 | 1 | 4765
France | Germany | 1 | 2300 | 2300 | 1 | 2300
France | Germany | 2 | 2300 | 2300 | 1 | 2300
France | Germany | 3 | 4100 | 4100 | 1 | 4100 | 1800MW 2030, additional capacity 2025
France | Germany | 4 | 4100 | 4100 | 1 | 4100
France | Germany | 5 | 4100 | 4100 | 1 | 4100
France | Germany | 6 | 4100 | 4100 | 1 | 4100
France | Germany | 7 | 4100 | 4100 | 1 | 4100
France | Germany | 8 | 4100 | 4100 | 1 | 4100
Luxemb. | Germany | 1 | 2300 | 2300 | 1 | 2300 |  | <- InitialCapacity
Luxemb. | Germany | 2 | 2300 | 2300 | 1 | 2300
Luxemb. | Germany | 3 | 2300 | 2300 | 1 | 2300
Luxemb. | Germany | 4 | 2300 | 2300 | 1 | 2300
Luxemb. | Germany | 5 | 2300 | 2300 | 1 | 2300
Luxemb. | Germany | 6 | 2300 | 2300 | 1 | 2300
Luxemb. | Germany | 7 | 2300 | 2300 | 1 | 2300
Luxemb. | Germany | 8 | 2300 | 2300 | 1 | 2300
Netherlands | Germany | 1 | 4250 | 4250 | 1 | 4250
Netherlands | Germany | 2 | 5150 | 5150 | 1 | 5150 | 900MW 2025, corresponding to projects under construction and expected to become effective by 2025
Netherlands | Germany | 3 | 5150 | 5150 | 1 | 5150
Netherlands | Germany | 4 | 5150 | 5150 | 1 | 5150
Netherlands | Germany | 5 | 6150 | 6150 | 1 | 6150 | 1000MW 2040, additional to 2025 capacities
Netherlands | Germany | 6 | 6150 | 6150 | 1 | 6150
Netherlands | Germany | 7 | 6150 | 6150 | 1 | 6150
Netherlands | Germany | 8 | 6150 | 6150 | 1 | 6150
NO2 | Germany | 1 | 1400 | 1400 | 1 | 1400 |  | TIMES Initial capacity
NO2 | Germany | 2 | 2800 | 2800 | 1 | 2800 | 1400MW 2025
NO2 | Germany | 3 | 2800 | 2800 | 1 | 2800
NO2 | Germany | 4 | 2800 | 2800 | 1 | 2800
NO2 | Germany | 5 | 2800 | 2800 | 1 | 2800
NO2 | Germany | 6 | 2800 | 2800 | 1 | 2800
NO2 | Germany | 7 | 2800 | 2800 | 1 | 2800
NO2 | Germany | 8 | 2800 | 2800 | 1 | 2800
Poland | Germany | 1 | 3500 | 3500 | 1 | 3500 |  |  | <-- Project Project 94 - GerPol Improvements has extended 1500 MW in 2020
Poland | Germany | 2 | 5500 | 5500 | 1 | 5500 | 2000MW 2025, corresponding to projects under construction and expected to become effective by 2025
Poland | Germany | 3 | 10000 | 10000 | 1 | 10000 | 4500MW 2030, additional to 2025
Poland | Germany | 4 | 10000 | 10000 | 1 | 10000
Poland | Germany | 5 | 10400 | 10400 | 1 | 10400 | 400MW 2040, additional to 2025
Poland | Germany | 6 | 10400 | 10400 | 1 | 10400
Poland | Germany | 7 | 10400 | 10400 | 1 | 10400
Poland | Germany | 8 | 10400 | 10400 | 1 | 10400
Sweden | Germany | 1 | 615 | 615 | 1 | 615
Sweden | Germany | 2 | 615 | 615 | 1 | 615
Sweden | Germany | 3 | 1715 | 1715 | 1 | 1715 | 700MW 2030, additional to 2025 capacities
Sweden | Germany | 4 | 1715 | 1715 | 1 | 1715
Sweden | Germany | 5 | 1715 | 1715 | 1 | 1715
Sweden | Germany | 6 | 1715 | 1715 | 1 | 1715
Sweden | Germany | 7 | 1715 | 1715 | 1 | 1715
Sweden | Germany | 8 | 1715 | 1715 | 1 | 1715 | No connections between GB and Germany ? 1400MW in the report
Ireland | Great Brit. | 1 | 500 | 500 | 1 | 500
Ireland | Great Brit. | 2 | 1450 | 1450 | 1 | 1450 | 950 MW 2025, corresponding to projects…
Ireland | Great Brit. | 3 | 2450 | 2450 | 1 | 2450 | 1000MW 2030, additional to 2025
Ireland | Great Brit. | 4 | 2450 | 2450 | 1 | 2450
Ireland | Great Brit. | 5 | 2450 | 2450 | 1 | 2450
Ireland | Great Brit. | 6 | 2450 | 2450 | 1 | 2450
Ireland | Great Brit. | 7 | 2450 | 2450 | 1 | 2450
Ireland | Great Brit. | 8 | 2450 | 2450 | 1 | 2450
Netherlands | Great Brit. | 1 | 1000 | 1000 | 1 | 1000
Netherlands | Great Brit. | 2 | 1000 | 1000 | 1 | 1000
Netherlands | Great Brit. | 3 | 1000 | 1000 | 1 | 1000
Netherlands | Great Brit. | 4 | 1000 | 1000 | 1 | 1000
Netherlands | Great Brit. | 5 | 3000 | 3000 | 1 | 3000 | 2000MW 2040
Netherlands | Great Brit. | 6 | 3000 | 3000 | 1 | 3000
Netherlands | Great Brit. | 7 | 3000 | 3000 | 1 | 3000
Netherlands | Great Brit. | 8 | 3000 | 3000 | 1 | 3000
NO2 | Great Brit. | 1 | 0 | 0 | 1 | 0 |  | TIMES
NO2 | Great Brit. | 2 | 1400 | 1400 | 1 | 1400
NO2 | Great Brit. | 3 | 1400 | 1400 | 1 | 1400
NO2 | Great Brit. | 4 | 1400 | 1400 | 1 | 1400
NO2 | Great Brit. | 5 | 1400 | 1400 | 1 | 1400
NO2 | Great Brit. | 6 | 1400 | 1400 | 1 | 1400
NO2 | Great Brit. | 7 | 1400 | 1400 | 1 | 1400
NO2 | Great Brit. | 8 | 1400 | 1400 | 1 | 1400
NO5 | Great Brit. | 1 | 0 | 0 | 1 | 0 |  | <- NorthConnect
NO5 | Great Brit. | 2 | 0 | 0 | 1 | 0
NO5 | Great Brit. | 3 | 1400 | 1400 | 1 | 1400 |  | Assumed the project goes on (1400 MW)
NO5 | Great Brit. | 4 | 1400 | 1400 | 1 | 1400
NO5 | Great Brit. | 5 | 1400 | 1400 | 1 | 1400
NO5 | Great Brit. | 6 | 1400 | 1400 | 1 | 1400
NO5 | Great Brit. | 7 | 1400 | 1400 | 1 | 1400
NO5 | Great Brit. | 8 | 1400 | 1400 | 1 | 1400
Italy | Greece | 1 | 500 | 500 | 1 | 500
Italy | Greece | 2 | 500 | 500 | 1 | 500
Italy | Greece | 3 | 500 | 500 | 1 | 500
Italy | Greece | 4 | 500 | 500 | 1 | 500
Italy | Greece | 5 | 1500 | 1500 | 1 | 1500 | 1000MW 2040
Italy | Greece | 6 | 1500 | 1500 | 1 | 1500
Italy | Greece | 7 | 1500 | 1500 | 1 | 1500
Italy | Greece | 8 | 1500 | 1500 | 1 | 1500
Macedonia | Greece | 1 | 1100 | 1100 | 1 | 1100
Macedonia | Greece | 2 | 1100 | 1100 | 1 | 1100
Macedonia | Greece | 3 | 2100 | 2100 | 1 | 2100 | 1000MW 2030, additional to 2025
Macedonia | Greece | 4 | 2100 | 2100 | 1 | 2100
Macedonia | Greece | 5 | 2600 | 2600 | 1 | 2600 | 500MW 2040, additional to 2025 capacities
Macedonia | Greece | 6 | 2600 | 2600 | 1 | 2600
Macedonia | Greece | 7 | 2600 | 2600 | 1 | 2600
Macedonia | Greece | 8 | 2600 | 2600 | 1 | 2600
Romania | Hungary | 1 | 1100 | 1100 | 1 | 1100
Romania | Hungary | 2 | 1717 | 1717 | 1 | 1717 | 617MW 2025
Romania | Hungary | 3 | 2834 | 2834 | 1 | 2834 | 1117MW 2030 | <-- Project 259 - HU-RO
Romania | Hungary | 4 | 2834 | 2834 | 1 | 2834
Romania | Hungary | 5 | 2834 | 2834 | 1 | 2834
Romania | Hungary | 6 | 2834 | 2834 | 1 | 2834
Romania | Hungary | 7 | 2834 | 2834 | 1 | 2834
Romania | Hungary | 8 | 2834 | 2834 | 1 | 2834
Serbia | Hungary | 1 | 600 | 600 | 1 | 600 |  | https://transparency.entsoe.eu/transmission-domain/ntcYear/show?name=&defaultValue=false&viewType=TABLE&areaType=BORDER_BZN&atch=false&dateTime.dateTime=01.01.2022+00:00¦UTC¦YEAR&border.values=CTY¦10YCS-SERBIATSOV!BZN_BZN¦10YCS-SERBIATSOV_BZN_BZN¦10YHU-MAVIR----U&direction.values=Export&direction.values=Import
Serbia | Hungary | 2 | 600 | 600 | 1 | 600
Serbia | Hungary | 3 | 1600 | 1600 | 1 | 1600 | 1000MW 2030
Serbia | Hungary | 4 | 1600 | 1600 | 1 | 1600
Serbia | Hungary | 5 | 2100 | 2100 | 1 | 2100 | 500MW 2040 | Maximum capacity expansion from ENTSO-E (1500 MW)
Serbia | Hungary | 6 | 2100 | 2100 | 1 | 2100
Serbia | Hungary | 7 | 2100 | 2100 | 1 | 2100
Serbia | Hungary | 8 | 2100 | 2100 | 1 | 2100
Slovakia | Hungary | 1 | 2000 | 2000 | 1 | 2000
Slovakia | Hungary | 2 | 3300 | 3300 | 1 | 3300 | 1300MW 2025
Slovakia | Hungary | 3 | 3300 | 3300 | 1 | 3300
Slovakia | Hungary | 4 | 3300 | 3300 | 1 | 3300
Slovakia | Hungary | 5 | 4800 | 4800 | 1 | 4800 | 1500MW 2040
Slovakia | Hungary | 6 | 4800 | 4800 | 1 | 4800
Slovakia | Hungary | 7 | 4800 | 4800 | 1 | 4800
Slovakia | Hungary | 8 | 4800 | 4800 | 1 | 4800
Slovenia | Hungary | 1 | 0 | 0 | 1 | 0 |  | <-- Grid Map
Slovenia | Hungary | 2 | 1200 | 1200 | 1 | 1200 | 1200MW 2025, corresponding to projects under construction and expected to become effective by 2025
Slovenia | Hungary | 3 | 1200 | 1200 | 1 | 1200
Slovenia | Hungary | 4 | 1200 | 1200 | 1 | 1200
Slovenia | Hungary | 5 | 2200 | 2200 | 1 | 2200 | 1000MW 2040, additional to 2025 capacities
Slovenia | Hungary | 6 | 2200 | 2200 | 1 | 2200
Slovenia | Hungary | 7 | 2200 | 2200 | 1 | 2200
Slovenia | Hungary | 8 | 2200 | 2200 | 1 | 2200
Slovenia | Italy | 1 | 730 | 730 | 1 | 730
Slovenia | Italy | 2 | 1930 | 1930 | 1 | 1930 | 1200MW 2025, corresponding to projects under construction and expected to become effective by 2025
Slovenia | Italy | 3 | 1930 | 1930 | 1 | 1930 |  | < -- Project 150 - Italy-Slovenia (1000 MW)
Slovenia | Italy | 4 | 1930 | 1930 | 1 | 1930
Slovenia | Italy | 5 | 2930 | 2930 | 1 | 2930 | 1000MW 2040, additional to 2025 capacities | Maximum capacity expansion from ENTSO-E (1000 MW)
Slovenia | Italy | 6 | 2930 | 2930 | 1 | 2930
Slovenia | Italy | 7 | 2930 | 2930 | 1 | 2930
Slovenia | Italy | 8 | 2930 | 2930 | 1 | 2930
Sweden | Latvia | 1 | 0 | 0 | 1 | 0 |  | <-- Grid Map
Sweden | Latvia | 2 | 0 | 0 | 1 | 0
Sweden | Latvia | 3 | 0 | 0 | 1 | 0
Sweden | Latvia | 4 | 0 | 0 | 1 | 0
Sweden | Latvia | 5 | 0 | 0 | 1 | 0 |  | No capacity expansion from ENTSO-E
Sweden | Latvia | 6 | 0 | 0 | 1 | 0
Sweden | Latvia | 7 | 0 | 0 | 1 | 0
Sweden | Latvia | 8 | 0 | 0 | 1 | 0
Latvia | Lithuania | 1 | 1500 | 1500 | 1 | 1500
Latvia | Lithuania | 2 | 1500 | 1500 | 1 | 1500
Latvia | Lithuania | 3 | 1500 | 1500 | 1 | 1500
Latvia | Lithuania | 4 | 1500 | 1500 | 1 | 1500
Latvia | Lithuania | 5 | 1500 | 1500 | 1 | 1500
Latvia | Lithuania | 6 | 1500 | 1500 | 1 | 1500
Latvia | Lithuania | 7 | 1500 | 1500 | 1 | 1500
Latvia | Lithuania | 8 | 1500 | 1500 | 1 | 1500
Poland | Lithuania | 1 | 500 | 500 | 1 | 500
Poland | Lithuania | 2 | 1000 | 1000 | 1 | 1000 | 500MW 2025
Poland | Lithuania | 3 | 1000 | 1000 | 1 | 1000
Poland | Lithuania | 4 | 1000 | 1000 | 1 | 1000
Poland | Lithuania | 5 | 1700 | 1700 | 1 | 1700 | 700MW 2040
Poland | Lithuania | 6 | 1700 | 1700 | 1 | 1700
Poland | Lithuania | 7 | 1700 | 1700 | 1 | 1700
Poland | Lithuania | 8 | 1700 | 1700 | 1 | 1700
Sweden | Lithuania | 1 | 700 | 700 | 1 | 700
Sweden | Lithuania | 2 | 700 | 700 | 1 | 700
Sweden | Lithuania | 3 | 700 | 700 | 1 | 700
Sweden | Lithuania | 4 | 700 | 700 | 1 | 700
Sweden | Lithuania | 5 | 700 | 700 | 1 | 700
Sweden | Lithuania | 6 | 700 | 700 | 1 | 700
Sweden | Lithuania | 7 | 700 | 700 | 1 | 700
Sweden | Lithuania | 8 | 700 | 700 | 1 | 700
Serbia | Macedonia | 1 | 800 | 800 | 1 | 800 |  | https://transparency.entsoe.eu/transmission-domain/ntcYear/show?name=&defaultValue=false&viewType=TABLE&areaType=BORDER_BZN&atch=false&dateTime.dateTime=01.01.2022+00:00¦UTC¦YEAR&border.values=CTY¦10YCS-SERBIATSOV!BZN_BZN¦10YCS-SERBIATSOV_BZN_BZN¦10YMK-MEPSO----8&direction.values=Export&direction.values=Import
Serbia | Macedonia | 2 | 800 | 800 | 1 | 800
Serbia | Macedonia | 3 | 2300 | 2300 | 1 | 2300 | 1500MW 2030
Serbia | Macedonia | 4 | 2300 | 2300 | 1 | 2300
Serbia | Macedonia | 5 | 2300 | 2300 | 1 | 2300
Serbia | Macedonia | 6 | 2300 | 2300 | 1 | 2300
Serbia | Macedonia | 7 | 2300 | 2300 | 1 | 2300
Serbia | Macedonia | 8 | 2300 | 2300 | 1 | 2300
NO2 | Netherlands | 1 | 723 | 723 | 1 | 723 |  | TIMES
NO2 | Netherlands | 2 | 723 | 723 | 1 | 723
NO2 | Netherlands | 3 | 723 | 723 | 1 | 723
NO2 | Netherlands | 4 | 723 | 723 | 1 | 723
NO2 | Netherlands | 5 | 723 | 723 | 1 | 723
NO2 | Netherlands | 6 | 723 | 723 | 1 | 723
NO2 | Netherlands | 7 | 723 | 723 | 1 | 723
NO2 | Netherlands | 8 | 723 | 723 | 1 | 723
NO2 | NO1 | 1 | 3500 | 3500 | 1 | 3500 |  | TIMES
NO2 | NO1 | 2 | 3500 | 3500 | 1 | 3500
NO2 | NO1 | 3 | 4200 | 3500 | 1.2 | 4200 | 20% increase
NO2 | NO1 | 4 | 4200 | 3500 | 1.2 | 4200
NO2 | NO1 | 5 | 4200 | 3500 | 1.2 | 4200
NO2 | NO1 | 6 | 4200 | 3500 | 1.2 | 4200
NO2 | NO1 | 7 | 4200 | 3500 | 1.2 | 4200
NO2 | NO1 | 8 | 4200 | 3500 | 1.2 | 4200
NO3 | NO1 | 1 | 500 | 500 | 1 | 500 |  | TIMES
NO3 | NO1 | 2 | 500 | 500 | 1 | 500
NO3 | NO1 | 3 | 600 | 500 | 1.2 | 600 | 20% increase
NO3 | NO1 | 4 | 600 | 500 | 1.2 | 600
NO3 | NO1 | 5 | 600 | 500 | 1.2 | 600
NO3 | NO1 | 6 | 600 | 500 | 1.2 | 600
NO3 | NO1 | 7 | 600 | 500 | 1.2 | 600
NO3 | NO1 | 8 | 600 | 500 | 1.2 | 600
NO5 | NO1 | 1 | 3900 | 3900 | 1 | 3900 |  | TIMES
NO5 | NO1 | 2 | 3900 | 3900 | 1 | 3900
NO5 | NO1 | 3 | 4680 | 3900 | 1.2 | 4680 | 20% increase
NO5 | NO1 | 4 | 4680 | 3900 | 1.2 | 4680
NO5 | NO1 | 5 | 4680 | 3900 | 1.2 | 4680
NO5 | NO1 | 6 | 4680 | 3900 | 1.2 | 4680
NO5 | NO1 | 7 | 4680 | 3900 | 1.2 | 4680
NO5 | NO1 | 8 | 4680 | 3900 | 1.2 | 4680
Sweden | NO1 | 1 | 2145 | 2145 | 1 | 2145 |  | TIMES
Sweden | NO1 | 2 | 2145 | 2145 | 1 | 2145
Sweden | NO1 | 3 | 3645 | 3645 | 1 | 3645
Sweden | NO1 | 4 | 3645 | 3645 | 1 | 3645
Sweden | NO1 | 5 | 3645 | 3645 | 1 | 3645
Sweden | NO1 | 6 | 3645 | 3645 | 1 | 3645
Sweden | NO1 | 7 | 3645 | 3645 | 1 | 3645
Sweden | NO1 | 8 | 3645 | 3645 | 1 | 3645
NO5 | NO2 | 1 | 600 | 600 | 1 | 600 |  | TIMES
NO5 | NO2 | 2 | 600 | 600 | 1 | 600
NO5 | NO2 | 3 | 720 | 600 | 1.2 | 720 | 20% increase
NO5 | NO2 | 4 | 720 | 600 | 1.2 | 720
NO5 | NO2 | 5 | 720 | 600 | 1.2 | 720
NO5 | NO2 | 6 | 720 | 600 | 1.2 | 720
NO5 | NO2 | 7 | 720 | 600 | 1.2 | 720
NO5 | NO2 | 8 | 720 | 600 | 1.2 | 720
NO4 | NO3 | 1 | 1200 | 1200 | 1 | 1200 |  | TIMES
NO4 | NO3 | 2 | 1200 | 1200 | 1 | 1200
NO4 | NO3 | 3 | 1440 | 1200 | 1.2 | 1440 | 20% increase
NO4 | NO3 | 4 | 1440 | 1200 | 1.2 | 1440
NO4 | NO3 | 5 | 1440 | 1200 | 1.2 | 1440
NO4 | NO3 | 6 | 1440 | 1200 | 1.2 | 1440
NO4 | NO3 | 7 | 1440 | 1200 | 1.2 | 1440
NO4 | NO3 | 8 | 1440 | 1200 | 1.2 | 1440
NO5 | NO3 | 1 | 500 | 500 | 1 | 500 |  | TIMES
NO5 | NO3 | 2 | 500 | 500 | 1 | 500
NO5 | NO3 | 3 | 600 | 500 | 1.2 | 600 | 20% increase
NO5 | NO3 | 4 | 600 | 500 | 1.2 | 600
NO5 | NO3 | 5 | 600 | 500 | 1.2 | 600
NO5 | NO3 | 6 | 600 | 500 | 1.2 | 600
NO5 | NO3 | 7 | 600 | 500 | 1.2 | 600
NO5 | NO3 | 8 | 600 | 500 | 1.2 | 600
Sweden | NO3 | 1 | 1000 | 1000 | 1 | 1000
Sweden | NO3 | 2 | 1000 | 1000 | 1 | 1000
Sweden | NO3 | 3 | 2500 | 2500 | 1 | 2500
Sweden | NO3 | 4 | 2500 | 2500 | 1 | 2500
Sweden | NO3 | 5 | 2500 | 2500 | 1 | 2500
Sweden | NO3 | 6 | 2500 | 2500 | 1 | 2500
Sweden | NO3 | 7 | 2500 | 2500 | 1 | 2500
Sweden | NO3 | 8 | 2500 | 2500 | 1 | 2500
Sweden | NO4 | 1 | 1000 | 1000 | 1 | 1000
Sweden | NO4 | 2 | 1000 | 1000 | 1 | 1000
Sweden | NO4 | 3 | 4000 | 4000 | 1 | 4000
Sweden | NO4 | 4 | 4000 | 4000 | 1 | 4000
Sweden | NO4 | 5 | 4000 | 4000 | 1 | 4000
Sweden | NO4 | 6 | 4000 | 4000 | 1 | 4000
Sweden | NO4 | 7 | 4000 | 4000 | 1 | 4000
Sweden | NO4 | 8 | 4000 | 4000 | 1 | 4000
Slovakia | Poland | 1 | 990 | 990 | 1 | 990
Slovakia | Poland | 2 | 990 | 990 | 1 | 990
Slovakia | Poland | 3 | 990 | 990 | 1 | 990
Slovakia | Poland | 4 | 990 | 990 | 1 | 990
Slovakia | Poland | 5 | 2490 | 2490 | 1 | 2490 | 1500MW 2040
Slovakia | Poland | 6 | 2490 | 2490 | 1 | 2490
Slovakia | Poland | 7 | 2490 | 2490 | 1 | 2490
Slovakia | Poland | 8 | 2490 | 2490 | 1 | 2490
Sweden | Poland | 1 | 600 | 600 | 1 | 600
Sweden | Poland | 2 | 600 | 600 | 1 | 600
Sweden | Poland | 3 | 600 | 600 | 1 | 600
Sweden | Poland | 4 | 600 | 600 | 1 | 600
Sweden | Poland | 5 | 2100 | 2100 | 1 | 2100 | 1500MW 2040
Sweden | Poland | 6 | 2100 | 2100 | 1 | 2100
Sweden | Poland | 7 | 2100 | 2100 | 1 | 2100
Sweden | Poland | 8 | 2100 | 2100 | 1 | 2100
Serbia | Romania | 1 | 1132 | 1132 | 1 | 1132 |  | Electricity interconnections with neighbouring countries
Serbia | Romania | 2 | 1976 | 1976 | 1 | 1976 | 844MW 2025 | https://tyndp-data.netlify.app/tyndp2018/projects/projects/144
Serbia | Romania | 3 | 1976 | 1976 | 1 | 1976
Serbia | Romania | 4 | 1976 | 1976 | 1 | 1976
Serbia | Romania | 5 | 3098 | 3098 | 1 | 3098 | 1122MW 2040
Serbia | Romania | 6 | 3098 | 3098 | 1 | 3098
Serbia | Romania | 7 | 3098 | 3098 | 1 | 3098
Serbia | Romania | 8 | 3098 | 3098 | 1 | 3098
France | Spain | 1 | 2800 | 2800 | 1 | 2800 |  | <-- https://aleasoft.com/spain-imports-electricity-france-2018/
France | Spain | 2 | 5000 | 5000 | 1 | 5000 | 2200MW 2025
France | Spain | 3 | 6500 | 6500 | 1 | 6500 | 1500MW 2030
France | Spain | 4 | 6500 | 6500 | 1 | 6500
France | Spain | 5 | 10000 | 10000 | 1 | 10000 | 3500MW 2040
France | Spain | 6 | 10000 | 10000 | 1 | 10000
France | Spain | 7 | 10000 | 10000 | 1 | 10000
France | Spain | 8 | 10000 | 10000 | 1 | 10000
Ireland | Spain | 1 | 0 | 0 | 1 | 0 |  | No capacity expansion from ENTSO-E
Ireland | Spain | 2 | 0 | 0 | 1 | 0
Ireland | Spain | 3 | 0 | 0 | 1 | 0
Ireland | Spain | 4 | 0 | 0 | 1 | 0
Ireland | Spain | 5 | 0 | 0 | 1 | 0
Ireland | Spain | 6 | 0 | 0 | 1 | 0
Ireland | Spain | 7 | 0 | 0 | 1 | 0
Ireland | Spain | 8 | 0 | 0 | 1 | 0
Portugal | Spain | 1 | 4200 | 4200 | 1 | 4200 |  | <-- Red Electrica Española
Portugal | Spain | 2 | 6100 | 6100 | 1 | 6100 | 1900MW 2025
Portugal | Spain | 3 | 6100 | 6100 | 1 | 6100
Portugal | Spain | 4 | 6100 | 6100 | 1 | 6100
Portugal | Spain | 5 | 10100 | 10100 | 1 | 10100 | 4000MW 2040
Portugal | Spain | 6 | 10100 | 10100 | 1 | 10100
Portugal | Spain | 7 | 10100 | 10100 | 1 | 10100
Portugal | Spain | 8 | 10100 | 10100 | 1 | 10100
France | Switzerland | 1 | 3150 | 3150 | 1 | 3150
France | Switzerland | 2 | 3150 | 3150 | 1 | 3150
France | Switzerland | 3 | 4650 | 4650 | 1 | 4650 | 1500MW 2030
France | Switzerland | 4 | 4650 | 4650 | 1 | 4650
France | Switzerland | 5 | 6650 | 6650 | 1 | 6650 | 2000MW 2040
France | Switzerland | 6 | 6650 | 6650 | 1 | 6650
France | Switzerland | 7 | 6650 | 6650 | 1 | 6650
France | Switzerland | 8 | 6650 | 6650 | 1 | 6650
Germany | Switzerland | 1 | 4600 | 4600 | 1 | 4600
Germany | Switzerland | 2 | 5400 | 5400 | 1 | 5400 | 800MW 2025
Germany | Switzerland | 3 | 8500 | 8500 | 1 | 8500 | 3100MW 2030
Germany | Switzerland | 4 | 8500 | 8500 | 1 | 8500
Germany | Switzerland | 5 | 8500 | 8500 | 1 | 8500
Germany | Switzerland | 6 | 8500 | 8500 | 1 | 8500
Germany | Switzerland | 7 | 8500 | 8500 | 1 | 8500
Germany | Switzerland | 8 | 8500 | 8500 | 1 | 8500
Italy | Switzerland | 1 | 4240 | 4240 | 1 | 4240 |  | <-- Terna NTC values
Italy | Switzerland | 2 | 4240 | 4240 | 1 | 4240
Italy | Switzerland | 3 | 5440 | 5440 | 1 | 5440 | 1200MW 2030
Italy | Switzerland | 4 | 5440 | 5440 | 1 | 5440
Italy | Switzerland | 5 | 5440 | 5440 | 1 | 5440
Italy | Switzerland | 6 | 5440 | 5440 | 1 | 5440
Italy | Switzerland | 7 | 5440 | 5440 | 1 | 5440
Italy | Switzerland | 8 | 5440 | 5440 | 1 | 5440
Borssele | Belgium | 1 | 5000
Borssele | Belgium | 2 | 5000
Borssele | Belgium | 3 | 5000
Borssele | Belgium | 4 | 5000
Borssele | Belgium | 5 | 5000
Borssele | Belgium | 6 | 5000
Borssele | Belgium | 7 | 5000
Borssele | Belgium | 8 | 5000
HollandseeKust | Belgium | 1 | 5000
HollandseeKust | Belgium | 2 | 5000
HollandseeKust | Belgium | 3 | 5000
HollandseeKust | Belgium | 4 | 5000
HollandseeKust | Belgium | 5 | 5000
HollandseeKust | Belgium | 6 | 5000
HollandseeKust | Belgium | 7 | 5000
HollandseeKust | Belgium | 8 | 5000
HelgolanderBucht | Borssele | 1 | 0
HelgolanderBucht | Borssele | 2 | 0
HelgolanderBucht | Borssele | 3 | 0
HelgolanderBucht | Borssele | 4 | 0
HelgolanderBucht | Borssele | 5 | 0
HelgolanderBucht | Borssele | 6 | 0
HelgolanderBucht | Borssele | 7 | 0
HelgolanderBucht | Borssele | 8 | 0
HollandseeKust | Borssele | 1 | 0
HollandseeKust | Borssele | 2 | 0
HollandseeKust | Borssele | 3 | 0
HollandseeKust | Borssele | 4 | 0
HollandseeKust | Borssele | 5 | 0
HollandseeKust | Borssele | 6 | 0
HollandseeKust | Borssele | 7 | 0
HollandseeKust | Borssele | 8 | 0
Nordsoen | Borssele | 1 | 0
Nordsoen | Borssele | 2 | 0
Nordsoen | Borssele | 3 | 0
Nordsoen | Borssele | 4 | 0
Nordsoen | Borssele | 5 | 0
Nordsoen | Borssele | 6 | 0
Nordsoen | Borssele | 7 | 0
Nordsoen | Borssele | 8 | 0
SorligeNordsjoI | Borssele | 1 | 0
SorligeNordsjoI | Borssele | 2 | 0
SorligeNordsjoI | Borssele | 3 | 0
SorligeNordsjoI | Borssele | 4 | 0
SorligeNordsjoI | Borssele | 5 | 0
SorligeNordsjoI | Borssele | 6 | 0
SorligeNordsjoI | Borssele | 7 | 0
SorligeNordsjoI | Borssele | 8 | 0
SorligeNordsjoII | Borssele | 1 | 0
SorligeNordsjoII | Borssele | 2 | 0
SorligeNordsjoII | Borssele | 3 | 0
SorligeNordsjoII | Borssele | 4 | 0
SorligeNordsjoII | Borssele | 5 | 0
SorligeNordsjoII | Borssele | 6 | 0
SorligeNordsjoII | Borssele | 7 | 0
SorligeNordsjoII | Borssele | 8 | 0
UtsiraNord | Borssele | 1 | 0
UtsiraNord | Borssele | 2 | 0
UtsiraNord | Borssele | 3 | 0
UtsiraNord | Borssele | 4 | 0
UtsiraNord | Borssele | 5 | 0
UtsiraNord | Borssele | 6 | 0
UtsiraNord | Borssele | 7 | 0
UtsiraNord | Borssele | 8 | 0
Nordsoen | Denmark | 1 | 5000
Nordsoen | Denmark | 2 | 5000
Nordsoen | Denmark | 3 | 5000
Nordsoen | Denmark | 4 | 5000
Nordsoen | Denmark | 5 | 5000
Nordsoen | Denmark | 6 | 5000
Nordsoen | Denmark | 7 | 5000
Nordsoen | Denmark | 8 | 5000
Borssele | DoggerBank | 1 | 0
Borssele | DoggerBank | 2 | 0
Borssele | DoggerBank | 3 | 0
Borssele | DoggerBank | 4 | 0
Borssele | DoggerBank | 5 | 0
Borssele | DoggerBank | 6 | 0
Borssele | DoggerBank | 7 | 0
Borssele | DoggerBank | 8 | 0
EastAnglia | DoggerBank | 1 | 0
EastAnglia | DoggerBank | 2 | 0
EastAnglia | DoggerBank | 3 | 0
EastAnglia | DoggerBank | 4 | 0
EastAnglia | DoggerBank | 5 | 0
EastAnglia | DoggerBank | 6 | 0
EastAnglia | DoggerBank | 7 | 0
EastAnglia | DoggerBank | 8 | 0
HelgolanderBucht | DoggerBank | 1 | 0
HelgolanderBucht | DoggerBank | 2 | 0
HelgolanderBucht | DoggerBank | 3 | 0
HelgolanderBucht | DoggerBank | 4 | 0
HelgolanderBucht | DoggerBank | 5 | 0
HelgolanderBucht | DoggerBank | 6 | 0
HelgolanderBucht | DoggerBank | 7 | 0
HelgolanderBucht | DoggerBank | 8 | 0
HollandseeKust | DoggerBank | 1 | 1000
HollandseeKust | DoggerBank | 2 | 1000
HollandseeKust | DoggerBank | 3 | 1000
HollandseeKust | DoggerBank | 4 | 1000
HollandseeKust | DoggerBank | 5 | 1000
HollandseeKust | DoggerBank | 6 | 1000
HollandseeKust | DoggerBank | 7 | 1000
HollandseeKust | DoggerBank | 8 | 1000
Hornsea | DoggerBank | 1 | 1000
Hornsea | DoggerBank | 2 | 1000
Hornsea | DoggerBank | 3 | 1000
Hornsea | DoggerBank | 4 | 1000
Hornsea | DoggerBank | 5 | 1000
Hornsea | DoggerBank | 6 | 1000
Hornsea | DoggerBank | 7 | 1000
Hornsea | DoggerBank | 8 | 1000
Nordsoen | DoggerBank | 1 | 1000
Nordsoen | DoggerBank | 2 | 1000
Nordsoen | DoggerBank | 3 | 1000
Nordsoen | DoggerBank | 4 | 1000
Nordsoen | DoggerBank | 5 | 1000
Nordsoen | DoggerBank | 6 | 1000
Nordsoen | DoggerBank | 7 | 1000
Nordsoen | DoggerBank | 8 | 1000
Norfolk | DoggerBank | 1 | 0
Norfolk | DoggerBank | 2 | 0
Norfolk | DoggerBank | 3 | 0
Norfolk | DoggerBank | 4 | 0
Norfolk | DoggerBank | 5 | 0
Norfolk | DoggerBank | 6 | 0
Norfolk | DoggerBank | 7 | 0
Norfolk | DoggerBank | 8 | 0
OuterDowsing | DoggerBank | 1 | 0
OuterDowsing | DoggerBank | 2 | 0
OuterDowsing | DoggerBank | 3 | 0
OuterDowsing | DoggerBank | 4 | 0
OuterDowsing | DoggerBank | 5 | 0
OuterDowsing | DoggerBank | 6 | 0
OuterDowsing | DoggerBank | 7 | 0
OuterDowsing | DoggerBank | 8 | 0
SorligeNordsjoI | DoggerBank | 1 | 0
SorligeNordsjoI | DoggerBank | 2 | 0
SorligeNordsjoI | DoggerBank | 3 | 0
SorligeNordsjoI | DoggerBank | 4 | 0
SorligeNordsjoI | DoggerBank | 5 | 0
SorligeNordsjoI | DoggerBank | 6 | 0
SorligeNordsjoI | DoggerBank | 7 | 0
SorligeNordsjoI | DoggerBank | 8 | 0
SorligeNordsjoII | DoggerBank | 1 | 1000
SorligeNordsjoII | DoggerBank | 2 | 1000
SorligeNordsjoII | DoggerBank | 3 | 1000
SorligeNordsjoII | DoggerBank | 4 | 1000
SorligeNordsjoII | DoggerBank | 5 | 1000
SorligeNordsjoII | DoggerBank | 6 | 1000
SorligeNordsjoII | DoggerBank | 7 | 1000
SorligeNordsjoII | DoggerBank | 8 | 1000
UtsiraNord | DoggerBank | 1 | 0
UtsiraNord | DoggerBank | 2 | 0
UtsiraNord | DoggerBank | 3 | 0
UtsiraNord | DoggerBank | 4 | 0
UtsiraNord | DoggerBank | 5 | 0
UtsiraNord | DoggerBank | 6 | 0
UtsiraNord | DoggerBank | 7 | 0
UtsiraNord | DoggerBank | 8 | 0
Borssele | EastAnglia | 1 | 1000
Borssele | EastAnglia | 2 | 1000
Borssele | EastAnglia | 3 | 1000
Borssele | EastAnglia | 4 | 1000
Borssele | EastAnglia | 5 | 1000
Borssele | EastAnglia | 6 | 1000
Borssele | EastAnglia | 7 | 1000
Borssele | EastAnglia | 8 | 1000
HelgolanderBucht | EastAnglia | 1 | 0
HelgolanderBucht | EastAnglia | 2 | 0
HelgolanderBucht | EastAnglia | 3 | 0
HelgolanderBucht | EastAnglia | 4 | 0
HelgolanderBucht | EastAnglia | 5 | 0
HelgolanderBucht | EastAnglia | 6 | 0
HelgolanderBucht | EastAnglia | 7 | 0
HelgolanderBucht | EastAnglia | 8 | 0
HollandseeKust | EastAnglia | 1 | 0
HollandseeKust | EastAnglia | 2 | 0
HollandseeKust | EastAnglia | 3 | 0
HollandseeKust | EastAnglia | 4 | 0
HollandseeKust | EastAnglia | 5 | 0
HollandseeKust | EastAnglia | 6 | 0
HollandseeKust | EastAnglia | 7 | 0
HollandseeKust | EastAnglia | 8 | 0
Nordsoen | EastAnglia | 1 | 0
Nordsoen | EastAnglia | 2 | 0
Nordsoen | EastAnglia | 3 | 0
Nordsoen | EastAnglia | 4 | 0
Nordsoen | EastAnglia | 5 | 0
Nordsoen | EastAnglia | 6 | 0
Nordsoen | EastAnglia | 7 | 0
Nordsoen | EastAnglia | 8 | 0
SorligeNordsjoI | EastAnglia | 1 | 0
SorligeNordsjoI | EastAnglia | 2 | 0
SorligeNordsjoI | EastAnglia | 3 | 0
SorligeNordsjoI | EastAnglia | 4 | 0
SorligeNordsjoI | EastAnglia | 5 | 0
SorligeNordsjoI | EastAnglia | 6 | 0
SorligeNordsjoI | EastAnglia | 7 | 0
SorligeNordsjoI | EastAnglia | 8 | 0
SorligeNordsjoII | EastAnglia | 1 | 0
SorligeNordsjoII | EastAnglia | 2 | 0
SorligeNordsjoII | EastAnglia | 3 | 0
SorligeNordsjoII | EastAnglia | 4 | 0
SorligeNordsjoII | EastAnglia | 5 | 0
SorligeNordsjoII | EastAnglia | 6 | 0
SorligeNordsjoII | EastAnglia | 7 | 0
SorligeNordsjoII | EastAnglia | 8 | 0
UtsiraNord | EastAnglia | 1 | 0
UtsiraNord | EastAnglia | 2 | 0
UtsiraNord | EastAnglia | 3 | 0
UtsiraNord | EastAnglia | 4 | 0
UtsiraNord | EastAnglia | 5 | 0
UtsiraNord | EastAnglia | 6 | 0
UtsiraNord | EastAnglia | 7 | 0
UtsiraNord | EastAnglia | 8 | 0
Borssele | FirthofForth | 1 | 0
Borssele | FirthofForth | 2 | 0
Borssele | FirthofForth | 3 | 0
Borssele | FirthofForth | 4 | 0
Borssele | FirthofForth | 5 | 0
Borssele | FirthofForth | 6 | 0
Borssele | FirthofForth | 7 | 0
Borssele | FirthofForth | 8 | 0
DoggerBank | FirthofForth | 1 | 0
DoggerBank | FirthofForth | 2 | 0
DoggerBank | FirthofForth | 3 | 0
DoggerBank | FirthofForth | 4 | 0
DoggerBank | FirthofForth | 5 | 0
DoggerBank | FirthofForth | 6 | 0
DoggerBank | FirthofForth | 7 | 0
DoggerBank | FirthofForth | 8 | 0
EastAnglia | FirthofForth | 1 | 0
EastAnglia | FirthofForth | 2 | 0
EastAnglia | FirthofForth | 3 | 0
EastAnglia | FirthofForth | 4 | 0
EastAnglia | FirthofForth | 5 | 0
EastAnglia | FirthofForth | 6 | 0
EastAnglia | FirthofForth | 7 | 0
EastAnglia | FirthofForth | 8 | 0
HelgolanderBucht | FirthofForth | 1 | 0
HelgolanderBucht | FirthofForth | 2 | 0
HelgolanderBucht | FirthofForth | 3 | 0
HelgolanderBucht | FirthofForth | 4 | 0
HelgolanderBucht | FirthofForth | 5 | 0
HelgolanderBucht | FirthofForth | 6 | 0
HelgolanderBucht | FirthofForth | 7 | 0
HelgolanderBucht | FirthofForth | 8 | 0
HollandseeKust | FirthofForth | 1 | 0
HollandseeKust | FirthofForth | 2 | 0
HollandseeKust | FirthofForth | 3 | 0
HollandseeKust | FirthofForth | 4 | 0
HollandseeKust | FirthofForth | 5 | 0
HollandseeKust | FirthofForth | 6 | 0
HollandseeKust | FirthofForth | 7 | 0
HollandseeKust | FirthofForth | 8 | 0
Hornsea | FirthofForth | 1 | 0
Hornsea | FirthofForth | 2 | 0
Hornsea | FirthofForth | 3 | 0
Hornsea | FirthofForth | 4 | 0
Hornsea | FirthofForth | 5 | 0
Hornsea | FirthofForth | 6 | 0
Hornsea | FirthofForth | 7 | 0
Hornsea | FirthofForth | 8 | 0
Nordsoen | FirthofForth | 1 | 0
Nordsoen | FirthofForth | 2 | 0
Nordsoen | FirthofForth | 3 | 0
Nordsoen | FirthofForth | 4 | 0
Nordsoen | FirthofForth | 5 | 0
Nordsoen | FirthofForth | 6 | 0
Nordsoen | FirthofForth | 7 | 0
Nordsoen | FirthofForth | 8 | 0
Norfolk | FirthofForth | 1 | 0
Norfolk | FirthofForth | 2 | 0
Norfolk | FirthofForth | 3 | 0
Norfolk | FirthofForth | 4 | 0
Norfolk | FirthofForth | 5 | 0
Norfolk | FirthofForth | 6 | 0
Norfolk | FirthofForth | 7 | 0
Norfolk | FirthofForth | 8 | 0
OuterDowsing | FirthofForth | 1 | 0
OuterDowsing | FirthofForth | 2 | 0
OuterDowsing | FirthofForth | 3 | 0
OuterDowsing | FirthofForth | 4 | 0
OuterDowsing | FirthofForth | 5 | 0
OuterDowsing | FirthofForth | 6 | 0
OuterDowsing | FirthofForth | 7 | 0
OuterDowsing | FirthofForth | 8 | 0
SorligeNordsjoI | FirthofForth | 1 | 1000
SorligeNordsjoI | FirthofForth | 2 | 1000
SorligeNordsjoI | FirthofForth | 3 | 1000
SorligeNordsjoI | FirthofForth | 4 | 1000
SorligeNordsjoI | FirthofForth | 5 | 1000
SorligeNordsjoI | FirthofForth | 6 | 1000
SorligeNordsjoI | FirthofForth | 7 | 1000
SorligeNordsjoI | FirthofForth | 8 | 1000
SorligeNordsjoII | FirthofForth | 1 | 0
SorligeNordsjoII | FirthofForth | 2 | 0
SorligeNordsjoII | FirthofForth | 3 | 0
SorligeNordsjoII | FirthofForth | 4 | 0
SorligeNordsjoII | FirthofForth | 5 | 0
SorligeNordsjoII | FirthofForth | 6 | 0
SorligeNordsjoII | FirthofForth | 7 | 0
SorligeNordsjoII | FirthofForth | 8 | 0
UtsiraNord | FirthofForth | 1 | 0
UtsiraNord | FirthofForth | 2 | 0
UtsiraNord | FirthofForth | 3 | 0
UtsiraNord | FirthofForth | 4 | 0
UtsiraNord | FirthofForth | 5 | 0
UtsiraNord | FirthofForth | 6 | 0
UtsiraNord | FirthofForth | 7 | 0
UtsiraNord | FirthofForth | 8 | 0
HelgolanderBucht | Germany | 1 | 5000
HelgolanderBucht | Germany | 2 | 5000
HelgolanderBucht | Germany | 3 | 5000
HelgolanderBucht | Germany | 4 | 5000
HelgolanderBucht | Germany | 5 | 5000
HelgolanderBucht | Germany | 6 | 5000
HelgolanderBucht | Germany | 7 | 5000
HelgolanderBucht | Germany | 8 | 5000
DoggerBank | GreatBrit. | 1 | 5000
DoggerBank | GreatBrit. | 2 | 5000
DoggerBank | GreatBrit. | 3 | 5000
DoggerBank | GreatBrit. | 4 | 5000
DoggerBank | GreatBrit. | 5 | 5000
DoggerBank | GreatBrit. | 6 | 5000
DoggerBank | GreatBrit. | 7 | 5000
DoggerBank | GreatBrit. | 8 | 5000
EastAnglia | GreatBrit. | 1 | 5000
EastAnglia | GreatBrit. | 2 | 5000
EastAnglia | GreatBrit. | 3 | 5000
EastAnglia | GreatBrit. | 4 | 5000
EastAnglia | GreatBrit. | 5 | 5000
EastAnglia | GreatBrit. | 6 | 5000
EastAnglia | GreatBrit. | 7 | 5000
EastAnglia | GreatBrit. | 8 | 5000
FirthofForth | GreatBrit. | 1 | 5000
FirthofForth | GreatBrit. | 2 | 5000
FirthofForth | GreatBrit. | 3 | 5000
FirthofForth | GreatBrit. | 4 | 5000
FirthofForth | GreatBrit. | 5 | 5000
FirthofForth | GreatBrit. | 6 | 5000
FirthofForth | GreatBrit. | 7 | 5000
FirthofForth | GreatBrit. | 8 | 5000
Hornsea | GreatBrit. | 1 | 5000
Hornsea | GreatBrit. | 2 | 5000
Hornsea | GreatBrit. | 3 | 5000
Hornsea | GreatBrit. | 4 | 5000
Hornsea | GreatBrit. | 5 | 5000
Hornsea | GreatBrit. | 6 | 5000
Hornsea | GreatBrit. | 7 | 5000
Hornsea | GreatBrit. | 8 | 5000
MorayFirth | GreatBrit. | 1 | 5000
MorayFirth | GreatBrit. | 2 | 5000
MorayFirth | GreatBrit. | 3 | 5000
MorayFirth | GreatBrit. | 4 | 5000
MorayFirth | GreatBrit. | 5 | 5000
MorayFirth | GreatBrit. | 6 | 5000
MorayFirth | GreatBrit. | 7 | 5000
MorayFirth | GreatBrit. | 8 | 5000
Norfolk | GreatBrit. | 1 | 5000
Norfolk | GreatBrit. | 2 | 5000
Norfolk | GreatBrit. | 3 | 5000
Norfolk | GreatBrit. | 4 | 5000
Norfolk | GreatBrit. | 5 | 5000
Norfolk | GreatBrit. | 6 | 5000
Norfolk | GreatBrit. | 7 | 5000
Norfolk | GreatBrit. | 8 | 5000
OuterDowsing | GreatBrit. | 1 | 5000
OuterDowsing | GreatBrit. | 2 | 5000
OuterDowsing | GreatBrit. | 3 | 5000
OuterDowsing | GreatBrit. | 4 | 5000
OuterDowsing | GreatBrit. | 5 | 5000
OuterDowsing | GreatBrit. | 6 | 5000
OuterDowsing | GreatBrit. | 7 | 5000
OuterDowsing | GreatBrit. | 8 | 5000
Nordsoen | HelgolanderBucht | 1 | 1000
Nordsoen | HelgolanderBucht | 2 | 1000
Nordsoen | HelgolanderBucht | 3 | 1000
Nordsoen | HelgolanderBucht | 4 | 1000
Nordsoen | HelgolanderBucht | 5 | 1000
Nordsoen | HelgolanderBucht | 6 | 1000
Nordsoen | HelgolanderBucht | 7 | 1000
Nordsoen | HelgolanderBucht | 8 | 1000
SorligeNordsjoI | HelgolanderBucht | 1 | 1000
SorligeNordsjoI | HelgolanderBucht | 2 | 1000
SorligeNordsjoI | HelgolanderBucht | 3 | 1000
SorligeNordsjoI | HelgolanderBucht | 4 | 1000
SorligeNordsjoI | HelgolanderBucht | 5 | 1000
SorligeNordsjoI | HelgolanderBucht | 6 | 1000
SorligeNordsjoI | HelgolanderBucht | 7 | 1000
SorligeNordsjoI | HelgolanderBucht | 8 | 1000
SorligeNordsjoII | HelgolanderBucht | 1 | 1000
SorligeNordsjoII | HelgolanderBucht | 2 | 1000
SorligeNordsjoII | HelgolanderBucht | 3 | 1000
SorligeNordsjoII | HelgolanderBucht | 4 | 1000
SorligeNordsjoII | HelgolanderBucht | 5 | 1000
SorligeNordsjoII | HelgolanderBucht | 6 | 1000
SorligeNordsjoII | HelgolanderBucht | 7 | 1000
SorligeNordsjoII | HelgolanderBucht | 8 | 1000
UtsiraNord | HelgolanderBucht | 1 | 0
UtsiraNord | HelgolanderBucht | 2 | 0
UtsiraNord | HelgolanderBucht | 3 | 0
UtsiraNord | HelgolanderBucht | 4 | 0
UtsiraNord | HelgolanderBucht | 5 | 0
UtsiraNord | HelgolanderBucht | 6 | 0
UtsiraNord | HelgolanderBucht | 7 | 0
UtsiraNord | HelgolanderBucht | 8 | 0
HelgolanderBucht | HollandseeKust | 1 | 0
HelgolanderBucht | HollandseeKust | 2 | 0
HelgolanderBucht | HollandseeKust | 3 | 0
HelgolanderBucht | HollandseeKust | 4 | 0
HelgolanderBucht | HollandseeKust | 5 | 0
HelgolanderBucht | HollandseeKust | 6 | 0
HelgolanderBucht | HollandseeKust | 7 | 0
HelgolanderBucht | HollandseeKust | 8 | 0
Nordsoen | HollandseeKust | 1 | 0
Nordsoen | HollandseeKust | 2 | 0
Nordsoen | HollandseeKust | 3 | 0
Nordsoen | HollandseeKust | 4 | 0
Nordsoen | HollandseeKust | 5 | 0
Nordsoen | HollandseeKust | 6 | 0
Nordsoen | HollandseeKust | 7 | 0
Nordsoen | HollandseeKust | 8 | 0
SorligeNordsjoI | HollandseeKust | 1 | 0
SorligeNordsjoI | HollandseeKust | 2 | 0
SorligeNordsjoI | HollandseeKust | 3 | 0
SorligeNordsjoI | HollandseeKust | 4 | 0
SorligeNordsjoI | HollandseeKust | 5 | 0
SorligeNordsjoI | HollandseeKust | 6 | 0
SorligeNordsjoI | HollandseeKust | 7 | 0
SorligeNordsjoI | HollandseeKust | 8 | 0
SorligeNordsjoII | HollandseeKust | 1 | 0
SorligeNordsjoII | HollandseeKust | 2 | 0
SorligeNordsjoII | HollandseeKust | 3 | 0
SorligeNordsjoII | HollandseeKust | 4 | 0
SorligeNordsjoII | HollandseeKust | 5 | 0
SorligeNordsjoII | HollandseeKust | 6 | 0
SorligeNordsjoII | HollandseeKust | 7 | 0
SorligeNordsjoII | HollandseeKust | 8 | 0
UtsiraNord | HollandseeKust | 1 | 0
UtsiraNord | HollandseeKust | 2 | 0
UtsiraNord | HollandseeKust | 3 | 0
UtsiraNord | HollandseeKust | 4 | 0
UtsiraNord | HollandseeKust | 5 | 0
UtsiraNord | HollandseeKust | 6 | 0
UtsiraNord | HollandseeKust | 7 | 0
UtsiraNord | HollandseeKust | 8 | 0
Borssele | Hornsea | 1 | 1000
Borssele | Hornsea | 2 | 1000
Borssele | Hornsea | 3 | 1000
Borssele | Hornsea | 4 | 1000
Borssele | Hornsea | 5 | 1000
Borssele | Hornsea | 6 | 1000
Borssele | Hornsea | 7 | 1000
Borssele | Hornsea | 8 | 1000
EastAnglia | Hornsea | 1 | 0
EastAnglia | Hornsea | 2 | 0
EastAnglia | Hornsea | 3 | 0
EastAnglia | Hornsea | 4 | 0
EastAnglia | Hornsea | 5 | 0
EastAnglia | Hornsea | 6 | 0
EastAnglia | Hornsea | 7 | 0
EastAnglia | Hornsea | 8 | 0
HelgolanderBucht | Hornsea | 1 | 0
HelgolanderBucht | Hornsea | 2 | 0
HelgolanderBucht | Hornsea | 3 | 0
HelgolanderBucht | Hornsea | 4 | 0
HelgolanderBucht | Hornsea | 5 | 0
HelgolanderBucht | Hornsea | 6 | 0
HelgolanderBucht | Hornsea | 7 | 0
HelgolanderBucht | Hornsea | 8 | 0
HollandseeKust | Hornsea | 1 | 1000
HollandseeKust | Hornsea | 2 | 1000
HollandseeKust | Hornsea | 3 | 1000
HollandseeKust | Hornsea | 4 | 1000
HollandseeKust | Hornsea | 5 | 1000
HollandseeKust | Hornsea | 6 | 1000
HollandseeKust | Hornsea | 7 | 1000
HollandseeKust | Hornsea | 8 | 1000
Nordsoen | Hornsea | 1 | 0
Nordsoen | Hornsea | 2 | 0
Nordsoen | Hornsea | 3 | 0
Nordsoen | Hornsea | 4 | 0
Nordsoen | Hornsea | 5 | 0
Nordsoen | Hornsea | 6 | 0
Nordsoen | Hornsea | 7 | 0
Nordsoen | Hornsea | 8 | 0
Norfolk | Hornsea | 1 | 0
Norfolk | Hornsea | 2 | 0
Norfolk | Hornsea | 3 | 0
Norfolk | Hornsea | 4 | 0
Norfolk | Hornsea | 5 | 0
Norfolk | Hornsea | 6 | 0
Norfolk | Hornsea | 7 | 0
Norfolk | Hornsea | 8 | 0
OuterDowsing | Hornsea | 1 | 1000
OuterDowsing | Hornsea | 2 | 1000
OuterDowsing | Hornsea | 3 | 1000
OuterDowsing | Hornsea | 4 | 1000
OuterDowsing | Hornsea | 5 | 1000
OuterDowsing | Hornsea | 6 | 1000
OuterDowsing | Hornsea | 7 | 1000
OuterDowsing | Hornsea | 8 | 1000
SorligeNordsjoI | Hornsea | 1 | 0
SorligeNordsjoI | Hornsea | 2 | 0
SorligeNordsjoI | Hornsea | 3 | 0
SorligeNordsjoI | Hornsea | 4 | 0
SorligeNordsjoI | Hornsea | 5 | 0
SorligeNordsjoI | Hornsea | 6 | 0
SorligeNordsjoI | Hornsea | 7 | 0
SorligeNordsjoI | Hornsea | 8 | 0
SorligeNordsjoII | Hornsea | 1 | 0
SorligeNordsjoII | Hornsea | 2 | 0
SorligeNordsjoII | Hornsea | 3 | 0
SorligeNordsjoII | Hornsea | 4 | 0
SorligeNordsjoII | Hornsea | 5 | 0
SorligeNordsjoII | Hornsea | 6 | 0
SorligeNordsjoII | Hornsea | 7 | 0
SorligeNordsjoII | Hornsea | 8 | 0
UtsiraNord | Hornsea | 1 | 0
UtsiraNord | Hornsea | 2 | 0
UtsiraNord | Hornsea | 3 | 0
UtsiraNord | Hornsea | 4 | 0
UtsiraNord | Hornsea | 5 | 0
UtsiraNord | Hornsea | 6 | 0
UtsiraNord | Hornsea | 7 | 0
UtsiraNord | Hornsea | 8 | 0
Borssele | MorayFirth | 1 | 0
Borssele | MorayFirth | 2 | 0
Borssele | MorayFirth | 3 | 0
Borssele | MorayFirth | 4 | 0
Borssele | MorayFirth | 5 | 0
Borssele | MorayFirth | 6 | 0
Borssele | MorayFirth | 7 | 0
Borssele | MorayFirth | 8 | 0
DoggerBank | MorayFirth | 1 | 0
DoggerBank | MorayFirth | 2 | 0
DoggerBank | MorayFirth | 3 | 0
DoggerBank | MorayFirth | 4 | 0
DoggerBank | MorayFirth | 5 | 0
DoggerBank | MorayFirth | 6 | 0
DoggerBank | MorayFirth | 7 | 0
DoggerBank | MorayFirth | 8 | 0
EastAnglia | MorayFirth | 1 | 0
EastAnglia | MorayFirth | 2 | 0
EastAnglia | MorayFirth | 3 | 0
EastAnglia | MorayFirth | 4 | 0
EastAnglia | MorayFirth | 5 | 0
EastAnglia | MorayFirth | 6 | 0
EastAnglia | MorayFirth | 7 | 0
EastAnglia | MorayFirth | 8 | 0
FirthofForth | MorayFirth | 1 | 0
FirthofForth | MorayFirth | 2 | 0
FirthofForth | MorayFirth | 3 | 0
FirthofForth | MorayFirth | 4 | 0
FirthofForth | MorayFirth | 5 | 0
FirthofForth | MorayFirth | 6 | 0
FirthofForth | MorayFirth | 7 | 0
FirthofForth | MorayFirth | 8 | 0
HelgolanderBucht | MorayFirth | 1 | 0
HelgolanderBucht | MorayFirth | 2 | 0
HelgolanderBucht | MorayFirth | 3 | 0
HelgolanderBucht | MorayFirth | 4 | 0
HelgolanderBucht | MorayFirth | 5 | 0
HelgolanderBucht | MorayFirth | 6 | 0
HelgolanderBucht | MorayFirth | 7 | 0
HelgolanderBucht | MorayFirth | 8 | 0
HollandseeKust | MorayFirth | 1 | 0
HollandseeKust | MorayFirth | 2 | 0
HollandseeKust | MorayFirth | 3 | 0
HollandseeKust | MorayFirth | 4 | 0
HollandseeKust | MorayFirth | 5 | 0
HollandseeKust | MorayFirth | 6 | 0
HollandseeKust | MorayFirth | 7 | 0
HollandseeKust | MorayFirth | 8 | 0
Hornsea | MorayFirth | 1 | 0
Hornsea | MorayFirth | 2 | 0
Hornsea | MorayFirth | 3 | 0
Hornsea | MorayFirth | 4 | 0
Hornsea | MorayFirth | 5 | 0
Hornsea | MorayFirth | 6 | 0
Hornsea | MorayFirth | 7 | 0
Hornsea | MorayFirth | 8 | 0
Nordsoen | MorayFirth | 1 | 0
Nordsoen | MorayFirth | 2 | 0
Nordsoen | MorayFirth | 3 | 0
Nordsoen | MorayFirth | 4 | 0
Nordsoen | MorayFirth | 5 | 0
Nordsoen | MorayFirth | 6 | 0
Nordsoen | MorayFirth | 7 | 0
Nordsoen | MorayFirth | 8 | 0
Norfolk | MorayFirth | 1 | 0
Norfolk | MorayFirth | 2 | 0
Norfolk | MorayFirth | 3 | 0
Norfolk | MorayFirth | 4 | 0
Norfolk | MorayFirth | 5 | 0
Norfolk | MorayFirth | 6 | 0
Norfolk | MorayFirth | 7 | 0
Norfolk | MorayFirth | 8 | 0
OuterDowsing | MorayFirth | 1 | 0
OuterDowsing | MorayFirth | 2 | 0
OuterDowsing | MorayFirth | 3 | 0
OuterDowsing | MorayFirth | 4 | 0
OuterDowsing | MorayFirth | 5 | 0
OuterDowsing | MorayFirth | 6 | 0
OuterDowsing | MorayFirth | 7 | 0
OuterDowsing | MorayFirth | 8 | 0
SorligeNordsjoI | MorayFirth | 1 | 0
SorligeNordsjoI | MorayFirth | 2 | 0
SorligeNordsjoI | MorayFirth | 3 | 0
SorligeNordsjoI | MorayFirth | 4 | 0
SorligeNordsjoI | MorayFirth | 5 | 0
SorligeNordsjoI | MorayFirth | 6 | 0
SorligeNordsjoI | MorayFirth | 7 | 0
SorligeNordsjoI | MorayFirth | 8 | 0
SorligeNordsjoII | MorayFirth | 1 | 0
SorligeNordsjoII | MorayFirth | 2 | 0
SorligeNordsjoII | MorayFirth | 3 | 0
SorligeNordsjoII | MorayFirth | 4 | 0
SorligeNordsjoII | MorayFirth | 5 | 0
SorligeNordsjoII | MorayFirth | 6 | 0
SorligeNordsjoII | MorayFirth | 7 | 0
SorligeNordsjoII | MorayFirth | 8 | 0
UtsiraNord | MorayFirth | 1 | 1000
UtsiraNord | MorayFirth | 2 | 1000
UtsiraNord | MorayFirth | 3 | 1000
UtsiraNord | MorayFirth | 4 | 1000
UtsiraNord | MorayFirth | 5 | 1000
UtsiraNord | MorayFirth | 6 | 1000
UtsiraNord | MorayFirth | 7 | 1000
UtsiraNord | MorayFirth | 8 | 1000
Borssele | Netherlands | 1 | 5000
Borssele | Netherlands | 2 | 5000
Borssele | Netherlands | 3 | 5000
Borssele | Netherlands | 4 | 5000
Borssele | Netherlands | 5 | 5000
Borssele | Netherlands | 6 | 5000
Borssele | Netherlands | 7 | 5000
Borssele | Netherlands | 8 | 5000
HelgolanderBucht | Netherlands | 1 | 5000
HelgolanderBucht | Netherlands | 2 | 5000
HelgolanderBucht | Netherlands | 3 | 5000
HelgolanderBucht | Netherlands | 4 | 5000
HelgolanderBucht | Netherlands | 5 | 5000
HelgolanderBucht | Netherlands | 6 | 5000
HelgolanderBucht | Netherlands | 7 | 5000
HelgolanderBucht | Netherlands | 8 | 5000
HollandseeKust | Netherlands | 1 | 5000
HollandseeKust | Netherlands | 2 | 5000
HollandseeKust | Netherlands | 3 | 5000
HollandseeKust | Netherlands | 4 | 5000
HollandseeKust | Netherlands | 5 | 5000
HollandseeKust | Netherlands | 6 | 5000
HollandseeKust | Netherlands | 7 | 5000
HollandseeKust | Netherlands | 8 | 5000
SorligeNordsjoI | NO2 | 1 | 5000
SorligeNordsjoI | NO2 | 2 | 5000
SorligeNordsjoI | NO2 | 3 | 5000
SorligeNordsjoI | NO2 | 4 | 5000
SorligeNordsjoI | NO2 | 5 | 5000
SorligeNordsjoI | NO2 | 6 | 5000
SorligeNordsjoI | NO2 | 7 | 5000
SorligeNordsjoI | NO2 | 8 | 5000
SorligeNordsjoII | NO2 | 1 | 5000
SorligeNordsjoII | NO2 | 2 | 5000
SorligeNordsjoII | NO2 | 3 | 5000
SorligeNordsjoII | NO2 | 4 | 5000
SorligeNordsjoII | NO2 | 5 | 5000
SorligeNordsjoII | NO2 | 6 | 5000
SorligeNordsjoII | NO2 | 7 | 5000
SorligeNordsjoII | NO2 | 8 | 5000
UtsiraNord | NO2 | 1 | 5000
UtsiraNord | NO2 | 2 | 5000
UtsiraNord | NO2 | 3 | 5000
UtsiraNord | NO2 | 4 | 5000
UtsiraNord | NO2 | 5 | 5000
UtsiraNord | NO2 | 6 | 5000
UtsiraNord | NO2 | 7 | 5000
UtsiraNord | NO2 | 8 | 5000
SorligeNordsjoI | Nordsoen | 1 | 5000
SorligeNordsjoI | Nordsoen | 2 | 5000
SorligeNordsjoI | Nordsoen | 3 | 5000
SorligeNordsjoI | Nordsoen | 4 | 5000
SorligeNordsjoI | Nordsoen | 5 | 5000
SorligeNordsjoI | Nordsoen | 6 | 5000
SorligeNordsjoI | Nordsoen | 7 | 5000
SorligeNordsjoI | Nordsoen | 8 | 5000
SorligeNordsjoII | Nordsoen | 1 | 5000
SorligeNordsjoII | Nordsoen | 2 | 5000
SorligeNordsjoII | Nordsoen | 3 | 5000
SorligeNordsjoII | Nordsoen | 4 | 5000
SorligeNordsjoII | Nordsoen | 5 | 5000
SorligeNordsjoII | Nordsoen | 6 | 5000
SorligeNordsjoII | Nordsoen | 7 | 5000
SorligeNordsjoII | Nordsoen | 8 | 5000
UtsiraNord | Nordsoen | 1 | 5000
UtsiraNord | Nordsoen | 2 | 5000
UtsiraNord | Nordsoen | 3 | 5000
UtsiraNord | Nordsoen | 4 | 5000
UtsiraNord | Nordsoen | 5 | 5000
UtsiraNord | Nordsoen | 6 | 5000
UtsiraNord | Nordsoen | 7 | 5000
UtsiraNord | Nordsoen | 8 | 5000
Borssele | Norfolk | 1 | 1000
Borssele | Norfolk | 2 | 1000
Borssele | Norfolk | 3 | 1000
Borssele | Norfolk | 4 | 1000
Borssele | Norfolk | 5 | 1000
Borssele | Norfolk | 6 | 1000
Borssele | Norfolk | 7 | 1000
Borssele | Norfolk | 8 | 1000
EastAnglia | Norfolk | 1 | 0
EastAnglia | Norfolk | 2 | 0
EastAnglia | Norfolk | 3 | 0
EastAnglia | Norfolk | 4 | 0
EastAnglia | Norfolk | 5 | 0
EastAnglia | Norfolk | 6 | 0
EastAnglia | Norfolk | 7 | 0
EastAnglia | Norfolk | 8 | 0
HelgolanderBucht | Norfolk | 1 | 0
HelgolanderBucht | Norfolk | 2 | 0
HelgolanderBucht | Norfolk | 3 | 0
HelgolanderBucht | Norfolk | 4 | 0
HelgolanderBucht | Norfolk | 5 | 0
HelgolanderBucht | Norfolk | 6 | 0
HelgolanderBucht | Norfolk | 7 | 0
HelgolanderBucht | Norfolk | 8 | 0
HollandseeKust | Norfolk | 1 | 1000
HollandseeKust | Norfolk | 2 | 1000
HollandseeKust | Norfolk | 3 | 1000
HollandseeKust | Norfolk | 4 | 1000
HollandseeKust | Norfolk | 5 | 1000
HollandseeKust | Norfolk | 6 | 1000
HollandseeKust | Norfolk | 7 | 1000
HollandseeKust | Norfolk | 8 | 1000
Nordsoen | Norfolk | 1 | 0
Nordsoen | Norfolk | 2 | 0
Nordsoen | Norfolk | 3 | 0
Nordsoen | Norfolk | 4 | 0
Nordsoen | Norfolk | 5 | 0
Nordsoen | Norfolk | 6 | 0
Nordsoen | Norfolk | 7 | 0
Nordsoen | Norfolk | 8 | 0
SorligeNordsjoI | Norfolk | 1 | 0
SorligeNordsjoI | Norfolk | 2 | 0
SorligeNordsjoI | Norfolk | 3 | 0
SorligeNordsjoI | Norfolk | 4 | 0
SorligeNordsjoI | Norfolk | 5 | 0
SorligeNordsjoI | Norfolk | 6 | 0
SorligeNordsjoI | Norfolk | 7 | 0
SorligeNordsjoI | Norfolk | 8 | 0
SorligeNordsjoII | Norfolk | 1 | 0
SorligeNordsjoII | Norfolk | 2 | 0
SorligeNordsjoII | Norfolk | 3 | 0
SorligeNordsjoII | Norfolk | 4 | 0
SorligeNordsjoII | Norfolk | 5 | 0
SorligeNordsjoII | Norfolk | 6 | 0
SorligeNordsjoII | Norfolk | 7 | 0
SorligeNordsjoII | Norfolk | 8 | 0
UtsiraNord | Norfolk | 1 | 0
UtsiraNord | Norfolk | 2 | 0
UtsiraNord | Norfolk | 3 | 0
UtsiraNord | Norfolk | 4 | 0
UtsiraNord | Norfolk | 5 | 0
UtsiraNord | Norfolk | 6 | 0
UtsiraNord | Norfolk | 7 | 0
UtsiraNord | Norfolk | 8 | 0
Borssele | OuterDowsing | 1 | 0
Borssele | OuterDowsing | 2 | 0
Borssele | OuterDowsing | 3 | 0
Borssele | OuterDowsing | 4 | 0
Borssele | OuterDowsing | 5 | 0
Borssele | OuterDowsing | 6 | 0
Borssele | OuterDowsing | 7 | 0
Borssele | OuterDowsing | 8 | 0
EastAnglia | OuterDowsing | 1 | 0
EastAnglia | OuterDowsing | 2 | 0
EastAnglia | OuterDowsing | 3 | 0
EastAnglia | OuterDowsing | 4 | 0
EastAnglia | OuterDowsing | 5 | 0
EastAnglia | OuterDowsing | 6 | 0
EastAnglia | OuterDowsing | 7 | 0
EastAnglia | OuterDowsing | 8 | 0
HelgolanderBucht | OuterDowsing | 1 | 0
HelgolanderBucht | OuterDowsing | 2 | 0
HelgolanderBucht | OuterDowsing | 3 | 0
HelgolanderBucht | OuterDowsing | 4 | 0
HelgolanderBucht | OuterDowsing | 5 | 0
HelgolanderBucht | OuterDowsing | 6 | 0
HelgolanderBucht | OuterDowsing | 7 | 0
HelgolanderBucht | OuterDowsing | 8 | 0
HollandseeKust | OuterDowsing | 1 | 0
HollandseeKust | OuterDowsing | 2 | 0
HollandseeKust | OuterDowsing | 3 | 0
HollandseeKust | OuterDowsing | 4 | 0
HollandseeKust | OuterDowsing | 5 | 0
HollandseeKust | OuterDowsing | 6 | 0
HollandseeKust | OuterDowsing | 7 | 0
HollandseeKust | OuterDowsing | 8 | 0
Nordsoen | OuterDowsing | 1 | 0
Nordsoen | OuterDowsing | 2 | 0
Nordsoen | OuterDowsing | 3 | 0
Nordsoen | OuterDowsing | 4 | 0
Nordsoen | OuterDowsing | 5 | 0
Nordsoen | OuterDowsing | 6 | 0
Nordsoen | OuterDowsing | 7 | 0
Nordsoen | OuterDowsing | 8 | 0
Norfolk | OuterDowsing | 1 | 0
Norfolk | OuterDowsing | 2 | 0
Norfolk | OuterDowsing | 3 | 0
Norfolk | OuterDowsing | 4 | 0
Norfolk | OuterDowsing | 5 | 0
Norfolk | OuterDowsing | 6 | 0
Norfolk | OuterDowsing | 7 | 0
Norfolk | OuterDowsing | 8 | 0
SorligeNordsjoI | OuterDowsing | 1 | 0
SorligeNordsjoI | OuterDowsing | 2 | 0
SorligeNordsjoI | OuterDowsing | 3 | 0
SorligeNordsjoI | OuterDowsing | 4 | 0
SorligeNordsjoI | OuterDowsing | 5 | 0
SorligeNordsjoI | OuterDowsing | 6 | 0
SorligeNordsjoI | OuterDowsing | 7 | 0
SorligeNordsjoI | OuterDowsing | 8 | 0
SorligeNordsjoII | OuterDowsing | 1 | 0
SorligeNordsjoII | OuterDowsing | 2 | 0
SorligeNordsjoII | OuterDowsing | 3 | 0
SorligeNordsjoII | OuterDowsing | 4 | 0
SorligeNordsjoII | OuterDowsing | 5 | 0
SorligeNordsjoII | OuterDowsing | 6 | 0
SorligeNordsjoII | OuterDowsing | 7 | 0
SorligeNordsjoII | OuterDowsing | 8 | 0
UtsiraNord | OuterDowsing | 1 | 0
UtsiraNord | OuterDowsing | 2 | 0
UtsiraNord | OuterDowsing | 3 | 0
UtsiraNord | OuterDowsing | 4 | 0
UtsiraNord | OuterDowsing | 5 | 0
UtsiraNord | OuterDowsing | 6 | 0
UtsiraNord | OuterDowsing | 7 | 0
UtsiraNord | OuterDowsing | 8 | 0
SorligeNordsjoII | SorligeNordsjoI | 1 | 1000
SorligeNordsjoII | SorligeNordsjoI | 2 | 1000
SorligeNordsjoII | SorligeNordsjoI | 3 | 1000
SorligeNordsjoII | SorligeNordsjoI | 4 | 1000
SorligeNordsjoII | SorligeNordsjoI | 5 | 1000
SorligeNordsjoII | SorligeNordsjoI | 6 | 1000
SorligeNordsjoII | SorligeNordsjoI | 7 | 1000
SorligeNordsjoII | SorligeNordsjoI | 8 | 1000
SorligeNordsjoI | UtsiraNord | 1 | 1000
SorligeNordsjoI | UtsiraNord | 2 | 1000
SorligeNordsjoI | UtsiraNord | 3 | 1000
SorligeNordsjoI | UtsiraNord | 4 | 1000
SorligeNordsjoI | UtsiraNord | 5 | 1000
SorligeNordsjoI | UtsiraNord | 6 | 1000
SorligeNordsjoI | UtsiraNord | 7 | 1000
SorligeNordsjoI | UtsiraNord | 8 | 1000
SorligeNordsjoII | UtsiraNord | 1 | 1000
SorligeNordsjoII | UtsiraNord | 2 | 1000
SorligeNordsjoII | UtsiraNord | 3 | 1000
SorligeNordsjoII | UtsiraNord | 4 | 1000
SorligeNordsjoII | UtsiraNord | 5 | 1000
SorligeNordsjoII | UtsiraNord | 6 | 1000
SorligeNordsjoII | UtsiraNord | 7 | 1000
SorligeNordsjoII | UtsiraNord | 8 | 1000

## Lifetime
Source: Assumed
Description: Lifetime in years of transmission lines (default: 40)
InterconnectorLinks | To Node | transmissionLifetime
CzechR | Austria | 40
Germany | Austria | 40
Hungary | Austria | 40
Italy | Austria | 40
Slovakia | Austria | 40
Slovenia | Austria | 40
Switzerland | Austria | 40
Borssele | Belgium | 40
France | Belgium | 40
Germany | Belgium | 40
GreatBrit. | Belgium | 40
HollandseeKust | Belgium | 40
Luxemb. | Belgium | 40
Netherlands | Belgium | 40
HelgolanderBucht | Borssele | 40
HollandseeKust | Borssele | 40
Nordsoen | Borssele | 40
SorligeNordsjoI | Borssele | 40
SorligeNordsjoII | Borssele | 40
UtsiraNord | Borssele | 40
Croatia | BosniaH | 40
Italy | BosniaH | 40
Serbia | BosniaH | 40
Greece | Bulgaria | 40
Macedonia | Bulgaria | 40
Romania | Bulgaria | 40
Serbia | Bulgaria | 40
Hungary | Croatia | 40
Italy | Croatia | 40
Serbia | Croatia | 40
Slovenia | Croatia | 40
Germany | CzechR | 40
Poland | CzechR | 40
Slovakia | CzechR | 40
GreatBrit. | Denmark | 40
Netherlands | Denmark | 40
NO2 | Denmark | 40
Nordsoen | Denmark | 40
Poland | Denmark | 40
Sweden | Denmark | 40
Borssele | DoggerBank | 40
EastAnglia | DoggerBank | 40
HelgolanderBucht | DoggerBank | 40
HollandseeKust | DoggerBank | 40
Hornsea | DoggerBank | 40
Nordsoen | DoggerBank | 40
Norfolk | DoggerBank | 40
OuterDowsing | DoggerBank | 40
SorligeNordsjoI | DoggerBank | 40
SorligeNordsjoII | DoggerBank | 40
UtsiraNord | DoggerBank | 40
Borssele | EastAnglia | 40
HelgolanderBucht | EastAnglia | 40
HollandseeKust | EastAnglia | 40
Nordsoen | EastAnglia | 40
SorligeNordsjoI | EastAnglia | 40
SorligeNordsjoII | EastAnglia | 40
UtsiraNord | EastAnglia | 40
Finland | Estonia | 40
Latvia | Estonia | 40
Sweden | Estonia | 40
NO4 | Finland | 40
Sweden | Finland | 40
Borssele | FirthofForth | 40
DoggerBank | FirthofForth | 40
EastAnglia | FirthofForth | 40
HelgolanderBucht | FirthofForth | 40
HollandseeKust | FirthofForth | 40
Hornsea | FirthofForth | 40
Nordsoen | FirthofForth | 40
Norfolk | FirthofForth | 40
OuterDowsing | FirthofForth | 40
SorligeNordsjoI | FirthofForth | 40
SorligeNordsjoII | FirthofForth | 40
UtsiraNord | FirthofForth | 40
GreatBrit. | France | 40
Ireland | France | 40
Italy | France | 40
Luxemb. | France | 40
Denmark | Germany | 40
France | Germany | 40
HelgolanderBucht | Germany | 40
Luxemb. | Germany | 40
Netherlands | Germany | 40
NO2 | Germany | 40
Poland | Germany | 40
Sweden | Germany | 40
DoggerBank | GreatBrit. | 40
EastAnglia | GreatBrit. | 40
FirthofForth | GreatBrit. | 40
Hornsea | GreatBrit. | 40
Ireland | GreatBrit. | 40
MorayFirth | GreatBrit. | 40
Netherlands | GreatBrit. | 40
NO2 | GreatBrit. | 40
NO5 | GreatBrit. | 40
Norfolk | GreatBrit. | 40
OuterDowsing | GreatBrit. | 40
Italy | Greece | 40
Macedonia | Greece | 40
Nordsoen | HelgolanderBucht | 40
SorligeNordsjoI | HelgolanderBucht | 40
SorligeNordsjoII | HelgolanderBucht | 40
UtsiraNord | HelgolanderBucht | 40
HelgolanderBucht | HollandseeKust | 40
Nordsoen | HollandseeKust | 40
SorligeNordsjoI | HollandseeKust | 40
SorligeNordsjoII | HollandseeKust | 40
UtsiraNord | HollandseeKust | 40
Borssele | Hornsea | 40
EastAnglia | Hornsea | 40
HelgolanderBucht | Hornsea | 40
HollandseeKust | Hornsea | 40
Nordsoen | Hornsea | 40
Norfolk | Hornsea | 40
OuterDowsing | Hornsea | 40
SorligeNordsjoI | Hornsea | 40
SorligeNordsjoII | Hornsea | 40
UtsiraNord | Hornsea | 40
Romania | Hungary | 40
Serbia | Hungary | 40
Slovakia | Hungary | 40
Slovenia | Hungary | 40
Slovenia | Italy | 40
Sweden | Latvia | 40
Latvia | Lithuania | 40
Poland | Lithuania | 40
Sweden | Lithuania | 40
Serbia | Macedonia | 40
Borssele | MorayFirth | 40
DoggerBank | MorayFirth | 40
EastAnglia | MorayFirth | 40
FirthofForth | MorayFirth | 40
HelgolanderBucht | MorayFirth | 40
HollandseeKust | MorayFirth | 40
Hornsea | MorayFirth | 40
Nordsoen | MorayFirth | 40
Norfolk | MorayFirth | 40
OuterDowsing | MorayFirth | 40
SorligeNordsjoI | MorayFirth | 40
SorligeNordsjoII | MorayFirth | 40
UtsiraNord | MorayFirth | 40
Borssele | Netherlands | 40
HelgolanderBucht | Netherlands | 40
HollandseeKust | Netherlands | 40
NO2 | Netherlands | 40
NO2 | NO1 | 40
NO3 | NO1 | 40
NO5 | NO1 | 40
Sweden | NO1 | 40
NO5 | NO2 | 40
SorligeNordsjoI | NO2 | 40
SorligeNordsjoII | NO2 | 40
UtsiraNord | NO2 | 40
NO4 | NO3 | 40
NO5 | NO3 | 40
Sweden | NO3 | 40
Sweden | NO4 | 40
SorligeNordsjoI | Nordsoen | 40
SorligeNordsjoII | Nordsoen | 40
UtsiraNord | Nordsoen | 40
Borssele | Norfolk | 40
EastAnglia | Norfolk | 40
HelgolanderBucht | Norfolk | 40
HollandseeKust | Norfolk | 40
Nordsoen | Norfolk | 40
SorligeNordsjoI | Norfolk | 40
SorligeNordsjoII | Norfolk | 40
UtsiraNord | Norfolk | 40
Borssele | OuterDowsing | 40
EastAnglia | OuterDowsing | 40
HelgolanderBucht | OuterDowsing | 40
HollandseeKust | OuterDowsing | 40
Nordsoen | OuterDowsing | 40
Norfolk | OuterDowsing | 40
SorligeNordsjoI | OuterDowsing | 40
SorligeNordsjoII | OuterDowsing | 40
UtsiraNord | OuterDowsing | 40
Slovakia | Poland | 40
Sweden | Poland | 40
Serbia | Romania | 40
SorligeNordsjoII | SorligeNordsjoI | 40
France | Spain | 40
Ireland | Spain | 40
Portugal | Spain | 40
France | Switzerland | 40
Germany | Switzerland | 40
Italy | Switzerland | 40
SorligeNordsjoI | UtsiraNord | 40
SorligeNordsjoII | UtsiraNord | 40